## South wales routine 2019_20
South Wales routine maintenance programme - 2019/20
Background information | [8 empty] | Maintenance information
FRMS code | FRMS name | Local Authority | Constituency | Catchment Flood Management Plan (CFMP) name | Shoreline Management Plan (SMP) name | Description of work | Asset type | WH weed cut by hand | WM weed cut by machine | MC maintain channel | OB obstruction removal | EM environ management | GH grass cut by hand | GM grass cut by machine | VM vermin control | TW treework | IR defence repair | RS flood reservoir work | MS maintain structure | AI condition inspection | OI operational inspection | IM system monitoring | IS system operation | FR planned maintenance | RE unplanned works | RL reliability works | Primary purpose | Secondary purpose | Q1 work planned this quarter (%) | Q2 work planned this quarter (%) | Q3 work planned this quarter (%) | Q4 work planned this quarter (%)
FR/19/S001 | Lower Thaw up to Llandough | Bro Morgannwg - the Vale of Glamorgan | Vale of Glamorgan Co Const | Ogmore, Tawe (including Thaw and Cadoxton) | Lavernock Point to St Ann's Head | We have no planned maintenance for this system in this current year | Channels
FR/19/S001 | Lower Thaw up to Llandough | Bro Morgannwg - the Vale of Glamorgan | Vale of Glamorgan Co Const | Ogmore, Tawe (including Thaw and Cadoxton) | Lavernock Point to St Ann's Head |  | Raised defences
FR/19/S001 | Lower Thaw up to Llandough | Bro Morgannwg - the Vale of Glamorgan | Vale of Glamorgan Co Const | Ogmore, Tawe (including Thaw and Cadoxton) | Lavernock Point to St Ann's Head |  | Structures
FR/19/S001 | Lower Thaw up to Llandough | Bro Morgannwg - the Vale of Glamorgan | Vale of Glamorgan Co Const | Ogmore, Tawe (including Thaw and Cadoxton) | Lavernock Point to St Ann's Head |  | Non FRM assets
FR/19/S001 | Lower Thaw up to Llandough | Bro Morgannwg - the Vale of Glamorgan | Vale of Glamorgan Co Const | Ogmore, Tawe (including Thaw and Cadoxton) | Lavernock Point to St Ann's Head |  | Operation & operability
FR/19/S001 | Lower Thaw up to Llandough | Bro Morgannwg - the Vale of Glamorgan | Vale of Glamorgan Co Const | Ogmore, Tawe (including Thaw and Cadoxton) | Lavernock Point to St Ann's Head |  | MEICA assets
FR/19/S002 | Cowbridge | Bro Morgannwg - the Vale of Glamorgan | Vale of Glamorgan Co Const | Ogmore, Tawe (including Thaw and Cadoxton) |  | The system includes the River Thaw catchment, includes works on the flood defence reservoir, Cowbridge town centre and works through the village of Llanblethian. These works include channel maintenance, operational inspections, screen clearance, mowing, spraying and waterway clearance | Channels | X |  | X | X | [15 empty] | Flood risk | Environment | 20% | 50% | 30%
FR/19/S002 | Cowbridge | Bro Morgannwg - the Vale of Glamorgan | Vale of Glamorgan Co Const | Ogmore, Tawe (including Thaw and Cadoxton) |  |  | Raised defences | [6 empty] | X | [12 empty] | Flood risk | H&S/legal/statutory | 50% | 50%
FR/19/S002 | Cowbridge | Bro Morgannwg - the Vale of Glamorgan | Vale of Glamorgan Co Const | Ogmore, Tawe (including Thaw and Cadoxton) |  |  | Structures
FR/19/S002 | Cowbridge | Bro Morgannwg - the Vale of Glamorgan | Vale of Glamorgan Co Const | Ogmore, Tawe (including Thaw and Cadoxton) |  |  | Non FRM assets
FR/19/S002 | Cowbridge | Bro Morgannwg - the Vale of Glamorgan | Vale of Glamorgan Co Const | Ogmore, Tawe (including Thaw and Cadoxton) |  |  | Operation & operability | [13 empty] | X | [5 empty] | Flood risk |  | 20% | 20% | 30% | 30%
FR/19/S002 | Cowbridge | Bro Morgannwg - the Vale of Glamorgan | Vale of Glamorgan Co Const | Ogmore, Tawe (including Thaw and Cadoxton) |  |  | MEICA assets
FR/19/S003 | Upper Thaw | Bro Morgannwg - the Vale of Glamorgan | Vale of Glamorgan Co Const | Ogmore, Tawe (including Thaw and Cadoxton) |  | We have no planned maintenance for this system in this current year | Channels
FR/19/S003 | Upper Thaw | Bro Morgannwg - the Vale of Glamorgan | Vale of Glamorgan Co Const | Ogmore, Tawe (including Thaw and Cadoxton) |  |  | Raised defences
FR/19/S003 | Upper Thaw | Bro Morgannwg - the Vale of Glamorgan | Vale of Glamorgan Co Const | Ogmore, Tawe (including Thaw and Cadoxton) |  |  | Structures
FR/19/S003 | Upper Thaw | Bro Morgannwg - the Vale of Glamorgan | Vale of Glamorgan Co Const | Ogmore, Tawe (including Thaw and Cadoxton) |  |  | Non FRM assets
FR/19/S003 | Upper Thaw | Bro Morgannwg - the Vale of Glamorgan | Vale of Glamorgan Co Const | Ogmore, Tawe (including Thaw and Cadoxton) |  |  | Operation & operability
FR/19/S003 | Upper Thaw | Bro Morgannwg - the Vale of Glamorgan | Vale of Glamorgan Co Const | Ogmore, Tawe (including Thaw and Cadoxton) |  |  | MEICA assets
FR/19/S004 | Waycock | Bro Morgannwg - the Vale of Glamorgan | Vale of Glamorgan Co Const | Ogmore, Tawe (including Thaw and Cadoxton) |  | We have no planned maintenance for this system in this current year | Channels
FR/19/S004 | Waycock | Bro Morgannwg - the Vale of Glamorgan | Vale of Glamorgan Co Const | Ogmore, Tawe (including Thaw and Cadoxton) |  |  | Raised defences | [19 empty] | Flood risk | H&S/legal/statutory
FR/19/S004 | Waycock | Bro Morgannwg - the Vale of Glamorgan | Vale of Glamorgan Co Const | Ogmore, Tawe (including Thaw and Cadoxton) |  |  | Structures
FR/19/S004 | Waycock | Bro Morgannwg - the Vale of Glamorgan | Vale of Glamorgan Co Const | Ogmore, Tawe (including Thaw and Cadoxton) |  |  | Non FRM assets
FR/19/S004 | Waycock | Bro Morgannwg - the Vale of Glamorgan | Vale of Glamorgan Co Const | Ogmore, Tawe (including Thaw and Cadoxton) |  |  | Operation & operability
FR/19/S004 | Waycock | Bro Morgannwg - the Vale of Glamorgan | Vale of Glamorgan Co Const | Ogmore, Tawe (including Thaw and Cadoxton) |  |  | MEICA assets
FR/19/S005 | Llancarfan | Bro Morgannwg - the Vale of Glamorgan | Vale of Glamorgan Co Const | Ogmore, Tawe (including Thaw and Cadoxton) |  | This system includes the River Nant Llancarfan running through Llancarfan Village. We intend to carry out channel maintenance, spraying and waterway clearance works. | Channels | X |  | X | X | [15 empty] | Flood risk | Environment |  | 50% | 50%
FR/19/S005 | Llancarfan | Bro Morgannwg - the Vale of Glamorgan | Vale of Glamorgan Co Const | Ogmore, Tawe (including Thaw and Cadoxton) |  |  | Raised defences
FR/19/S005 | Llancarfan | Bro Morgannwg - the Vale of Glamorgan | Vale of Glamorgan Co Const | Ogmore, Tawe (including Thaw and Cadoxton) |  |  | Structures
FR/19/S005 | Llancarfan | Bro Morgannwg - the Vale of Glamorgan | Vale of Glamorgan Co Const | Ogmore, Tawe (including Thaw and Cadoxton) |  |  | Non FRM assets
FR/19/S005 | Llancarfan | Bro Morgannwg - the Vale of Glamorgan | Vale of Glamorgan Co Const | Ogmore, Tawe (including Thaw and Cadoxton) |  |  | Operation & operability
FR/19/S005 | Llancarfan | Bro Morgannwg - the Vale of Glamorgan | Vale of Glamorgan Co Const | Ogmore, Tawe (including Thaw and Cadoxton) |  |  | MEICA assets
FR/19/S006 | Lower Cadoxton | Bro Morgannwg - the Vale of Glamorgan | Vale of Glamorgan Co Const | Ogmore, Tawe (including Thaw and Cadoxton) | Lavernock Point to St Ann's Head | This system is the lower end of the River Cadoxton as it goes through operational plant before exiting at Bendricks Rock. We carry out operational inspections at this site | Channels
FR/19/S006 | Lower Cadoxton | Bro Morgannwg - the Vale of Glamorgan | Vale of Glamorgan Co Const | Ogmore, Tawe (including Thaw and Cadoxton) | Lavernock Point to St Ann's Head |  | Raised defences
FR/19/S006 | Lower Cadoxton | Bro Morgannwg - the Vale of Glamorgan | Vale of Glamorgan Co Const | Ogmore, Tawe (including Thaw and Cadoxton) | Lavernock Point to St Ann's Head |  | Structures
FR/19/S006 | Lower Cadoxton | Bro Morgannwg - the Vale of Glamorgan | Vale of Glamorgan Co Const | Ogmore, Tawe (including Thaw and Cadoxton) | Lavernock Point to St Ann's Head |  | Non FRM assets
FR/19/S006 | Lower Cadoxton | Bro Morgannwg - the Vale of Glamorgan | Vale of Glamorgan Co Const | Ogmore, Tawe (including Thaw and Cadoxton) | Lavernock Point to St Ann's Head |  | Operation & operability | [13 empty] | X | [5 empty] | Flood risk |  | 20% | 20% | 30% | 30%
FR/19/S006 | Lower Cadoxton | Bro Morgannwg - the Vale of Glamorgan | Vale of Glamorgan Co Const | Ogmore, Tawe (including Thaw and Cadoxton) | Lavernock Point to St Ann's Head |  | MEICA assets
FR/19/S007 | Cadoxton Moors | Bro Morgannwg - the Vale of Glamorgan | Vale of Glamorgan Co Const | Ogmore, Tawe (including Thaw and Cadoxton) |  | This system includes the River Cadoxton and the surrounding moors area. We carry a waterway clearance operations through this area | Channels | X |  | X | X | [15 empty] | Flood risk | Environment |  |  |  | 100%
FR/19/S007 | Cadoxton Moors | Bro Morgannwg - the Vale of Glamorgan | Vale of Glamorgan Co Const | Ogmore, Tawe (including Thaw and Cadoxton) |  |  | Raised defences
FR/19/S007 | Cadoxton Moors | Bro Morgannwg - the Vale of Glamorgan | Vale of Glamorgan Co Const | Ogmore, Tawe (including Thaw and Cadoxton) |  |  | Structures
FR/19/S007 | Cadoxton Moors | Bro Morgannwg - the Vale of Glamorgan | Vale of Glamorgan Co Const | Ogmore, Tawe (including Thaw and Cadoxton) |  |  | Non FRM assets
FR/19/S007 | Cadoxton Moors | Bro Morgannwg - the Vale of Glamorgan | Vale of Glamorgan Co Const | Ogmore, Tawe (including Thaw and Cadoxton) |  |  | Operation & operability
FR/19/S007 | Cadoxton Moors | Bro Morgannwg - the Vale of Glamorgan | Vale of Glamorgan Co Const | Ogmore, Tawe (including Thaw and Cadoxton) |  |  | MEICA assets
FR/19/S008 | Cold Brook | Bro Morgannwg - the Vale of Glamorgan | Vale of Glamorgan Co Const | Ogmore, Tawe (including Thaw and Cadoxton) |  | This system includes the Coldbrook running through Palmerston. We carry out spraying and waterway clearance works. | Channels | X |  | X | X | [15 empty] | Flood risk | Environment | 20% | 20% |  | 60%
FR/19/S008 | Cold Brook | Bro Morgannwg - the Vale of Glamorgan | Vale of Glamorgan Co Const | Ogmore, Tawe (including Thaw and Cadoxton) |  |  | Raised defences
FR/19/S008 | Cold Brook | Bro Morgannwg - the Vale of Glamorgan | Vale of Glamorgan Co Const | Ogmore, Tawe (including Thaw and Cadoxton) |  |  | Structures
FR/19/S008 | Cold Brook | Bro Morgannwg - the Vale of Glamorgan | Vale of Glamorgan Co Const | Ogmore, Tawe (including Thaw and Cadoxton) |  |  | Non FRM assets
FR/19/S008 | Cold Brook | Bro Morgannwg - the Vale of Glamorgan | Vale of Glamorgan Co Const | Ogmore, Tawe (including Thaw and Cadoxton) |  |  | Operation & operability
FR/19/S008 | Cold Brook | Bro Morgannwg - the Vale of Glamorgan | Vale of Glamorgan Co Const | Ogmore, Tawe (including Thaw and Cadoxton) |  |  | MEICA assets
FR/19/S009 | Dinas Powys | Bro Morgannwg - the Vale of Glamorgan | Vale of Glamorgan Co Const | Ogmore, Tawe (including Thaw and Cadoxton) |  | This system includes the River Cadoxton and Eastbrook through Dinas Powys. This includes works on the concrete channels through the town. We carry out mowing, spraying and waterway clearance works | Channels | X |  | X | X | [15 empty] | Flood risk | Environment | 20% | 20% |  | 60%
FR/19/S009 | Dinas Powys | Bro Morgannwg - the Vale of Glamorgan | Vale of Glamorgan Co Const | Ogmore, Tawe (including Thaw and Cadoxton) |  |  | Raised defences | [6 empty] | X |  | X | [10 empty] | Flood risk | H&S/legal/statutory | 40% | 40% |  | 20%
FR/19/S009 | Dinas Powys | Bro Morgannwg - the Vale of Glamorgan | Vale of Glamorgan Co Const | Ogmore, Tawe (including Thaw and Cadoxton) |  |  | Structures
FR/19/S009 | Dinas Powys | Bro Morgannwg - the Vale of Glamorgan | Vale of Glamorgan Co Const | Ogmore, Tawe (including Thaw and Cadoxton) |  |  | Non FRM assets
FR/19/S009 | Dinas Powys | Bro Morgannwg - the Vale of Glamorgan | Vale of Glamorgan Co Const | Ogmore, Tawe (including Thaw and Cadoxton) |  |  | Operation & operability
FR/19/S009 | Dinas Powys | Bro Morgannwg - the Vale of Glamorgan | Vale of Glamorgan Co Const | Ogmore, Tawe (including Thaw and Cadoxton) |  |  | MEICA assets
FR/19/S010 | Upper Cadoxton | Bro Morgannwg - the Vale of Glamorgan | Vale of Glamorgan Co Const | Ogmore, Tawe (including Thaw and Cadoxton) |  | We have no planned maintenance for this system in this current year | Channels
FR/19/S010 | Upper Cadoxton | Bro Morgannwg - the Vale of Glamorgan | Vale of Glamorgan Co Const | Ogmore, Tawe (including Thaw and Cadoxton) |  |  | Raised defences
FR/19/S010 | Upper Cadoxton | Bro Morgannwg - the Vale of Glamorgan | Vale of Glamorgan Co Const | Ogmore, Tawe (including Thaw and Cadoxton) |  |  | Structures
FR/19/S010 | Upper Cadoxton | Bro Morgannwg - the Vale of Glamorgan | Vale of Glamorgan Co Const | Ogmore, Tawe (including Thaw and Cadoxton) |  |  | Non FRM assets
FR/19/S010 | Upper Cadoxton | Bro Morgannwg - the Vale of Glamorgan | Vale of Glamorgan Co Const | Ogmore, Tawe (including Thaw and Cadoxton) |  |  | Operation & operability
FR/19/S010 | Upper Cadoxton | Bro Morgannwg - the Vale of Glamorgan | Vale of Glamorgan Co Const | Ogmore, Tawe (including Thaw and Cadoxton) |  |  | MEICA assets
FR/19/S011 | Lower Ely | Caerdydd - Cardiff | Cardiff West Boro Const | Taff and Ely |  | This system includes the River Ely. Tree maintenance works are planned | Channels | [24 empty] | 100%
FR/19/S011 | Lower Ely | Caerdydd - Cardiff | Cardiff West Boro Const | Taff and Ely |  |  | Raised defences | [8 empty] | X
FR/19/S011 | Lower Ely | Caerdydd - Cardiff | Cardiff West Boro Const | Taff and Ely |  |  | Structures
FR/19/S011 | Lower Ely | Caerdydd - Cardiff | Cardiff West Boro Const | Taff and Ely |  |  | Non FRM assets
FR/19/S011 | Lower Ely | Caerdydd - Cardiff | Cardiff West Boro Const | Taff and Ely |  |  | Operation & operability
FR/19/S011 | Lower Ely | Caerdydd - Cardiff | Cardiff West Boro Const | Taff and Ely |  |  | MEICA assets
FR/19/S012 | Ely Moors | Bro Morgannwg - the Vale of Glamorgan | Vale of Glamorgan Co Const | Taff and Ely |  | We have no planned maintenance for this system in this current year | Channels
FR/19/S012 | Ely Moors | Bro Morgannwg - the Vale of Glamorgan | Vale of Glamorgan Co Const | Taff and Ely |  |  | Raised defences
FR/19/S012 | Ely Moors | Bro Morgannwg - the Vale of Glamorgan | Vale of Glamorgan Co Const | Taff and Ely |  |  | Structures
FR/19/S012 | Ely Moors | Bro Morgannwg - the Vale of Glamorgan | Vale of Glamorgan Co Const | Taff and Ely |  |  | Non FRM assets
FR/19/S012 | Ely Moors | Bro Morgannwg - the Vale of Glamorgan | Vale of Glamorgan Co Const | Taff and Ely |  |  | Operation & operability
FR/19/S012 | Ely Moors | Bro Morgannwg - the Vale of Glamorgan | Vale of Glamorgan Co Const | Taff and Ely |  |  | MEICA assets
FR/19/S013 | Pontyclun | Rhondda, Cynon, Taf - Rhondda, Cynon, Taff | Ogmore Co Const | Taff and Ely |  | This system includes the River Ely, Nant Muchudd, Nant Melyn and Nant Felin Fach within the Pontyclun area. Works are to include flap valve maintenance, mowing, spraying and waterway clearance. | Channels | X |  | X | X | [15 empty] | Flood risk | Environment | 30% | 30% |  | 40%
FR/19/S013 | Pontyclun | Rhondda, Cynon, Taf - Rhondda, Cynon, Taff | Ogmore Co Const | Taff and Ely |  |  | Raised defences | [6 empty] | X |  | X | [10 empty] | Flood risk | H&S/legal/statutory | 40% | 50% |  | 10%
FR/19/S013 | Pontyclun | Rhondda, Cynon, Taf - Rhondda, Cynon, Taff | Ogmore Co Const | Taff and Ely |  |  | Structures | [19 empty] | Flood risk
FR/19/S013 | Pontyclun | Rhondda, Cynon, Taf - Rhondda, Cynon, Taff | Ogmore Co Const | Taff and Ely |  |  | Non FRM assets
FR/19/S013 | Pontyclun | Rhondda, Cynon, Taf - Rhondda, Cynon, Taff | Ogmore Co Const | Taff and Ely |  |  | Operation & operability
FR/19/S013 | Pontyclun | Rhondda, Cynon, Taf - Rhondda, Cynon, Taff | Ogmore Co Const | Taff and Ely |  |  | MEICA assets
FR/19/S014 | Coedely | Rhondda, Cynon, Taf - Rhondda, Cynon, Taff | Pontypridd Co Const | Taff and Ely |  | We have no planned maintenance for this system in this current year | Channels
FR/19/S014 | Coedely | Rhondda, Cynon, Taf - Rhondda, Cynon, Taff | Pontypridd Co Const | Taff and Ely |  |  | Raised defences
FR/19/S014 | Coedely | Rhondda, Cynon, Taf - Rhondda, Cynon, Taff | Pontypridd Co Const | Taff and Ely |  |  | Structures
FR/19/S014 | Coedely | Rhondda, Cynon, Taf - Rhondda, Cynon, Taff | Pontypridd Co Const | Taff and Ely |  |  | Non FRM assets
FR/19/S014 | Coedely | Rhondda, Cynon, Taf - Rhondda, Cynon, Taff | Pontypridd Co Const | Taff and Ely |  |  | Operation & operability
FR/19/S014 | Coedely | Rhondda, Cynon, Taf - Rhondda, Cynon, Taff | Pontypridd Co Const | Taff and Ely |  |  | MEICA assets
FR/19/S015 | Tonyrefail | Rhondda, Cynon, Taf - Rhondda, Cynon, Taff | Pontypridd Co Const | Taff and Ely |  | This system is the River Ely between Tonyrefail and Thomastown. We intend to carry out a waterway clearance exercise through the area. | Channels | X |  | X | X | [15 empty] | Flood risk | Environment |  |  |  | 100%
FR/19/S015 | Tonyrefail | Rhondda, Cynon, Taf - Rhondda, Cynon, Taff | Pontypridd Co Const | Taff and Ely |  |  | Raised defences
FR/19/S015 | Tonyrefail | Rhondda, Cynon, Taf - Rhondda, Cynon, Taff | Pontypridd Co Const | Taff and Ely |  |  | Structures
FR/19/S015 | Tonyrefail | Rhondda, Cynon, Taf - Rhondda, Cynon, Taff | Pontypridd Co Const | Taff and Ely |  |  | Non FRM assets
FR/19/S015 | Tonyrefail | Rhondda, Cynon, Taf - Rhondda, Cynon, Taff | Pontypridd Co Const | Taff and Ely |  |  | Operation & operability
FR/19/S015 | Tonyrefail | Rhondda, Cynon, Taf - Rhondda, Cynon, Taff | Pontypridd Co Const | Taff and Ely |  |  | MEICA assets
FR/19/S016 | SEW - Clun | Caerdydd - Cardiff | Cardiff West Boro Const | Taff and Ely |  | We have no planned maintenance for this system in this current year | Channels
FR/19/S016 | SEW - Clun | Caerdydd - Cardiff | Cardiff West Boro Const | Taff and Ely |  |  | Raised defences
FR/19/S016 | SEW - Clun | Caerdydd - Cardiff | Cardiff West Boro Const | Taff and Ely |  |  | Structures
FR/19/S016 | SEW - Clun | Caerdydd - Cardiff | Cardiff West Boro Const | Taff and Ely |  |  | Non FRM assets
FR/19/S016 | SEW - Clun | Caerdydd - Cardiff | Cardiff West Boro Const | Taff and Ely |  |  | Operation & operability
FR/19/S016 | SEW - Clun | Caerdydd - Cardiff | Cardiff West Boro Const | Taff and Ely |  |  | MEICA assets
FR/19/S017 | Myddlyn | Rhondda, Cynon, Taf - Rhondda, Cynon, Taff | Pontypridd Co Const | Taff and Ely |  | We have no planned maintenance for this system in this current year | Channels
FR/19/S017 | Myddlyn | Rhondda, Cynon, Taf - Rhondda, Cynon, Taff | Pontypridd Co Const | Taff and Ely |  |  | Raised defences
FR/19/S017 | Myddlyn | Rhondda, Cynon, Taf - Rhondda, Cynon, Taff | Pontypridd Co Const | Taff and Ely |  |  | Structures
FR/19/S017 | Myddlyn | Rhondda, Cynon, Taf - Rhondda, Cynon, Taff | Pontypridd Co Const | Taff and Ely |  |  | Non FRM assets
FR/19/S017 | Myddlyn | Rhondda, Cynon, Taf - Rhondda, Cynon, Taff | Pontypridd Co Const | Taff and Ely |  |  | Operation & operability
FR/19/S017 | Myddlyn | Rhondda, Cynon, Taf - Rhondda, Cynon, Taff | Pontypridd Co Const | Taff and Ely |  |  | MEICA assets
FR/19/S018 | Llantwit Fadre | Rhondda, Cynon, Taf - Rhondda, Cynon, Taff | Pontypridd Co Const | Taff and Ely |  | This system includes the Nant Melyn through Llantwit Fardre. We intend to carry out a waterway clearance exercise. | Channels | X |  | X | X | [15 empty] | Flood risk | Environment |  |  |  | 100%
FR/19/S018 | Llantwit Fadre | Rhondda, Cynon, Taf - Rhondda, Cynon, Taff | Pontypridd Co Const | Taff and Ely |  |  | Raised defences
FR/19/S018 | Llantwit Fadre | Rhondda, Cynon, Taf - Rhondda, Cynon, Taff | Pontypridd Co Const | Taff and Ely |  |  | Structures
FR/19/S018 | Llantwit Fadre | Rhondda, Cynon, Taf - Rhondda, Cynon, Taff | Pontypridd Co Const | Taff and Ely |  |  | Non FRM assets
FR/19/S018 | Llantwit Fadre | Rhondda, Cynon, Taf - Rhondda, Cynon, Taff | Pontypridd Co Const | Taff and Ely |  |  | Operation & operability
FR/19/S018 | Llantwit Fadre | Rhondda, Cynon, Taf - Rhondda, Cynon, Taff | Pontypridd Co Const | Taff and Ely |  |  | MEICA assets
FR/19/S019 | Cardiff - Grangetown | Caerdydd - Cardiff | Cardiff South and Penarth Boro Const | Taff and Ely | Anchor Head to Lavernock Point | This system includes the River Taff through Cardiff. We intend to carry out flap valve maintenance and spraying works. | Channels |  |  | X | [16 empty] | Environment |  | 50% | 50%
FR/19/S019 | Cardiff - Grangetown | Caerdydd - Cardiff | Cardiff South and Penarth Boro Const | Taff and Ely | Anchor Head to Lavernock Point |  | Raised defences
FR/19/S019 | Cardiff - Grangetown | Caerdydd - Cardiff | Cardiff South and Penarth Boro Const | Taff and Ely | Anchor Head to Lavernock Point |  | Structures | [19 empty] | Flood risk
FR/19/S019 | Cardiff - Grangetown | Caerdydd - Cardiff | Cardiff South and Penarth Boro Const | Taff and Ely | Anchor Head to Lavernock Point |  | Non FRM assets
FR/19/S019 | Cardiff - Grangetown | Caerdydd - Cardiff | Cardiff South and Penarth Boro Const | Taff and Ely | Anchor Head to Lavernock Point |  | Operation & operability | [13 empty] | X | [7 empty] | 20% | 30% | 30% | 20%
FR/19/S019 | Cardiff - Grangetown | Caerdydd - Cardiff | Cardiff South and Penarth Boro Const | Taff and Ely | Anchor Head to Lavernock Point |  | MEICA assets
FR/19/S020 | Castle Br to Western Ave | Caerdydd - Cardiff | Cardiff West Boro Const | Taff and Ely |  | This system includes the River Taff along the Taff Trail through Cardiff. We intend to carry out channel maintenance, flap valve inspections/maintenance, operational inspections, mowing, spraying and tree management. | Channels |  |  | X | [16 empty] | Flood risk | Environment | 50% | 50%
FR/19/S020 | Castle Br to Western Ave | Caerdydd - Cardiff | Cardiff West Boro Const | Taff and Ely |  |  | Raised defences | [6 empty] | X |  | X | [10 empty] | Flood risk | Environment | 10% | 10% |  | 80%
FR/19/S020 | Castle Br to Western Ave | Caerdydd - Cardiff | Cardiff West Boro Const | Taff and Ely |  |  | Structures | [19 empty] | Flood risk
FR/19/S020 | Castle Br to Western Ave | Caerdydd - Cardiff | Cardiff West Boro Const | Taff and Ely |  |  | Non FRM assets
FR/19/S020 | Castle Br to Western Ave | Caerdydd - Cardiff | Cardiff West Boro Const | Taff and Ely |  |  | Operation & operability | [13 empty] | X | [5 empty] | Flood risk |  | 20% | 20% | 30% | 30%
FR/19/S020 | Castle Br to Western Ave | Caerdydd - Cardiff | Cardiff West Boro Const | Taff and Ely |  |  | MEICA assets
FR/19/S021 | Western Ave to Railway Br | Caerdydd - Cardiff | Cardiff North Boro Const | Taff and Ely |  | This system includes the River Taff around the Llandaf and Gabalfa area. We intend to carry out mowing and spraying operations. | Channels |  |  | X | [16 empty] | Environment |  | 50% | 50%
FR/19/S021 | Western Ave to Railway Br | Caerdydd - Cardiff | Cardiff North Boro Const | Taff and Ely |  |  | Raised defences | [6 empty] | X | [12 empty] | Flood risk | H&S/legal/statutory | 50% | 50%
FR/19/S021 | Western Ave to Railway Br | Caerdydd - Cardiff | Cardiff North Boro Const | Taff and Ely |  |  | Structures
FR/19/S021 | Western Ave to Railway Br | Caerdydd - Cardiff | Cardiff North Boro Const | Taff and Ely |  |  | Non FRM assets
FR/19/S021 | Western Ave to Railway Br | Caerdydd - Cardiff | Cardiff North Boro Const | Taff and Ely |  |  | Operation & operability
FR/19/S021 | Western Ave to Railway Br | Caerdydd - Cardiff | Cardiff North Boro Const | Taff and Ely |  |  | MEICA assets
FR/19/S022 | railway bridge to Tongwynlais | Caerdydd - Cardiff | Cardiff North Boro Const | Taff and Ely |  | This system includes the River Taff and Feeder around Mellingriffith. We intend to carry out are flap valve maintenance, operational inspections, mowing and spraying. | Channels |  |  | X | [16 empty] | Environment |  | 50% | 50%
FR/19/S022 | railway bridge to Tongwynlais | Caerdydd - Cardiff | Cardiff North Boro Const | Taff and Ely |  |  | Raised defences | [6 empty] | X | [12 empty] | Flood risk | H&S/legal/statutory | 50% | 50%
FR/19/S022 | railway bridge to Tongwynlais | Caerdydd - Cardiff | Cardiff North Boro Const | Taff and Ely |  |  | Structures | [19 empty] | Flood risk
FR/19/S022 | railway bridge to Tongwynlais | Caerdydd - Cardiff | Cardiff North Boro Const | Taff and Ely |  |  | Non FRM assets
FR/19/S022 | railway bridge to Tongwynlais | Caerdydd - Cardiff | Cardiff North Boro Const | Taff and Ely |  |  | Operation & operability | [13 empty] | X | [5 empty] | Flood risk | Water level management | 20% | 20% | 30% | 30%
FR/19/S022 | railway bridge to Tongwynlais | Caerdydd - Cardiff | Cardiff North Boro Const | Taff and Ely |  |  | MEICA assets
FR/19/S023 | Taffs Well to Hawthorne | Rhondda, Cynon, Taf - Rhondda, Cynon, Taff | Pontypridd Co Const | Taff and Ely |  | This system includes the River Taff at Taffs Well. Works are mainly flap valve maintenance, mowing, spraying and tree management. | Channels |  |  | X | [16 empty] | Flood risk | Environment | 50% | 50%
FR/19/S023 | Taffs Well to Hawthorne | Rhondda, Cynon, Taf - Rhondda, Cynon, Taff | Pontypridd Co Const | Taff and Ely |  |  | Raised defences | [6 empty] | X |  | X | [10 empty] | Flood risk |  | 60% | 40%
FR/19/S023 | Taffs Well to Hawthorne | Rhondda, Cynon, Taf - Rhondda, Cynon, Taff | Pontypridd Co Const | Taff and Ely |  |  | Structures | [19 empty] | Flood risk
FR/19/S023 | Taffs Well to Hawthorne | Rhondda, Cynon, Taf - Rhondda, Cynon, Taff | Pontypridd Co Const | Taff and Ely |  |  | Non FRM assets
FR/19/S023 | Taffs Well to Hawthorne | Rhondda, Cynon, Taf - Rhondda, Cynon, Taff | Pontypridd Co Const | Taff and Ely |  |  | Operation & operability
FR/19/S023 | Taffs Well to Hawthorne | Rhondda, Cynon, Taf - Rhondda, Cynon, Taff | Pontypridd Co Const | Taff and Ely |  |  | MEICA assets
FR/19/S024 | Hawthorne, Treforest Ind Est | Rhondda, Cynon, Taf - Rhondda, Cynon, Taff | Pontypridd Co Const | Taff and Ely |  | This system includes the River Taff at Nant Garw and Treforest Industrial Estate. Works include flap valve maintenance, mowing and spraying. | Channels |  |  | X | [16 empty] | Flood risk | Environment | 50% | 50%
FR/19/S024 | Hawthorne, Treforest Ind Est | Rhondda, Cynon, Taf - Rhondda, Cynon, Taff | Pontypridd Co Const | Taff and Ely |  |  | Raised defences | [6 empty] | X | [12 empty] | Flood risk |  | 50% | 50%
FR/19/S024 | Hawthorne, Treforest Ind Est | Rhondda, Cynon, Taf - Rhondda, Cynon, Taff | Pontypridd Co Const | Taff and Ely |  |  | Structures
FR/19/S024 | Hawthorne, Treforest Ind Est | Rhondda, Cynon, Taf - Rhondda, Cynon, Taff | Pontypridd Co Const | Taff and Ely |  |  | Non FRM assets | [11 empty] | X | [7 empty] | Flood risk |  |  |  | 100%
FR/19/S024 | Hawthorne, Treforest Ind Est | Rhondda, Cynon, Taf - Rhondda, Cynon, Taff | Pontypridd Co Const | Taff and Ely |  |  | Operation & operability
FR/19/S024 | Hawthorne, Treforest Ind Est | Rhondda, Cynon, Taf - Rhondda, Cynon, Taff | Pontypridd Co Const | Taff and Ely |  |  | MEICA assets
FR/19/S025 | Hawthorne | Rhondda, Cynon, Taf - Rhondda, Cynon, Taff | Pontypridd Co Const | Taff and Ely |  | This system includes the River Taff at Hawthorn. We intend to carry our mowing and spraying works. | Channels |  |  | X | [16 empty] | Flood risk | Environment | 50% | 50%
FR/19/S025 | Hawthorne | Rhondda, Cynon, Taf - Rhondda, Cynon, Taff | Pontypridd Co Const | Taff and Ely |  |  | Raised defences | [6 empty] | X | [12 empty] | Flood risk |  | 50% | 50%
FR/19/S025 | Hawthorne | Rhondda, Cynon, Taf - Rhondda, Cynon, Taff | Pontypridd Co Const | Taff and Ely |  |  | Structures
FR/19/S025 | Hawthorne | Rhondda, Cynon, Taf - Rhondda, Cynon, Taff | Pontypridd Co Const | Taff and Ely |  |  | Non FRM assets
FR/19/S025 | Hawthorne | Rhondda, Cynon, Taf - Rhondda, Cynon, Taff | Pontypridd Co Const | Taff and Ely |  |  | Operation & operability
FR/19/S025 | Hawthorne | Rhondda, Cynon, Taf - Rhondda, Cynon, Taff | Pontypridd Co Const | Taff and Ely |  |  | MEICA assets
FR/19/S026 | Webbs Bridge - Pontypridd G/S | Rhondda, Cynon, Taf - Rhondda, Cynon, Taff | Pontypridd Co Const | Taff and Ely |  | This system includes the River Taff around the Taff Vale Park area. We intend to carry out health & safety works, flap valve maintenance and mowing. | Channels
FR/19/S026 | Webbs Bridge - Pontypridd G/S | Rhondda, Cynon, Taf - Rhondda, Cynon, Taff | Pontypridd Co Const | Taff and Ely |  |  | Raised defences | [6 empty] | X | [12 empty] | Flood risk |  | 50% | 50%
FR/19/S026 | Webbs Bridge - Pontypridd G/S | Rhondda, Cynon, Taf - Rhondda, Cynon, Taff | Pontypridd Co Const | Taff and Ely |  |  | Structures | [11 empty] | X | [7 empty] | Flood risk |  |  |  | 100%
FR/19/S026 | Webbs Bridge - Pontypridd G/S | Rhondda, Cynon, Taf - Rhondda, Cynon, Taff | Pontypridd Co Const | Taff and Ely |  |  | Non FRM assets
FR/19/S026 | Webbs Bridge - Pontypridd G/S | Rhondda, Cynon, Taf - Rhondda, Cynon, Taff | Pontypridd Co Const | Taff and Ely |  |  | Operation & operability
FR/19/S026 | Webbs Bridge - Pontypridd G/S | Rhondda, Cynon, Taf - Rhondda, Cynon, Taff | Pontypridd Co Const | Taff and Ely |  |  | MEICA assets
FR/19/S027 | A4059 Rd Bridge- White Bridge | Rhondda, Cynon, Taf - Rhondda, Cynon, Taff | Pontypridd Co Const | Taff and Ely |  | This system includes the River Taff through Pontypridd town centre. We intend to carry out hand mowing and spraying at various sites in the system. | Channels |  |  | X | [16 empty] | Environment |  | 50% | 50%
FR/19/S027 | A4059 Rd Bridge- White Bridge | Rhondda, Cynon, Taf - Rhondda, Cynon, Taff | Pontypridd Co Const | Taff and Ely |  |  | Raised defences | [5 empty] | X | X | [12 empty] | Flood risk |  | 50% | 50%
FR/19/S027 | A4059 Rd Bridge- White Bridge | Rhondda, Cynon, Taf - Rhondda, Cynon, Taff | Pontypridd Co Const | Taff and Ely |  |  | Structures
FR/19/S027 | A4059 Rd Bridge- White Bridge | Rhondda, Cynon, Taf - Rhondda, Cynon, Taff | Pontypridd Co Const | Taff and Ely |  |  | Non FRM assets
FR/19/S027 | A4059 Rd Bridge- White Bridge | Rhondda, Cynon, Taf - Rhondda, Cynon, Taff | Pontypridd Co Const | Taff and Ely |  |  | Operation & operability
FR/19/S027 | A4059 Rd Bridge- White Bridge | Rhondda, Cynon, Taf - Rhondda, Cynon, Taff | Pontypridd Co Const | Taff and Ely |  |  | MEICA assets | [16 empty] | x | [5 empty] | 100%
FR/19/S028 | White Bridge-Merthyr Vale | Merthyr Tudful - Merthyr Tydfil | Merthyr Tydfil and Rhymney Co Const | Taff and Ely |  | We have no planned maintenance for this system in this current year | Channels
FR/19/S028 | White Bridge-Merthyr Vale | Merthyr Tudful - Merthyr Tydfil | Merthyr Tydfil and Rhymney Co Const | Taff and Ely |  |  | Raised defences
FR/19/S028 | White Bridge-Merthyr Vale | Merthyr Tudful - Merthyr Tydfil | Merthyr Tydfil and Rhymney Co Const | Taff and Ely |  |  | Structures
FR/19/S028 | White Bridge-Merthyr Vale | Merthyr Tudful - Merthyr Tydfil | Merthyr Tydfil and Rhymney Co Const | Taff and Ely |  |  | Non FRM assets
FR/19/S028 | White Bridge-Merthyr Vale | Merthyr Tudful - Merthyr Tydfil | Merthyr Tydfil and Rhymney Co Const | Taff and Ely |  |  | Operation & operability
FR/19/S028 | White Bridge-Merthyr Vale | Merthyr Tudful - Merthyr Tydfil | Merthyr Tydfil and Rhymney Co Const | Taff and Ely |  |  | MEICA assets
FR/19/S029 | Merthyr - Merthyr Tydfil | Rhondda, Cynon, Taf - Rhondda, Cynon, Taff | Cynon Valley Co Const | Taff and Ely |  | This system includes the River Taff through Merthyr Vale and Aberfan. We intend to carry out channel maintenance and spraying operations. | Channels |  |  | X | [16 empty] | Flood risk | Environment | 30% | 30% |  | 40%
FR/19/S029 | Merthyr - Merthyr Tydfil | Rhondda, Cynon, Taf - Rhondda, Cynon, Taff | Cynon Valley Co Const | Taff and Ely |  |  | Raised defences | [6 empty] | X | [12 empty] | Flood risk |  | 50% | 50%
FR/19/S029 | Merthyr - Merthyr Tydfil | Rhondda, Cynon, Taf - Rhondda, Cynon, Taff | Cynon Valley Co Const | Taff and Ely |  |  | Structures
FR/19/S029 | Merthyr - Merthyr Tydfil | Rhondda, Cynon, Taf - Rhondda, Cynon, Taff | Cynon Valley Co Const | Taff and Ely |  |  | Non FRM assets
FR/19/S029 | Merthyr - Merthyr Tydfil | Rhondda, Cynon, Taf - Rhondda, Cynon, Taff | Cynon Valley Co Const | Taff and Ely |  |  | Operation & operability
FR/19/S029 | Merthyr - Merthyr Tydfil | Rhondda, Cynon, Taf - Rhondda, Cynon, Taff | Cynon Valley Co Const | Taff and Ely |  |  | MEICA assets
FR/19/S030 | Taff Fechan-Pontsticill Rsrvr | Merthyr Tudful - Merthyr Tydfil | Merthyr Tydfil and Rhymney Co Const | Taff and Ely |  | We have no planned maintenance for this system in this current year | Channels
FR/19/S030 | Taff Fechan-Pontsticill Rsrvr | Merthyr Tudful - Merthyr Tydfil | Merthyr Tydfil and Rhymney Co Const | Taff and Ely |  |  | Raised defences
FR/19/S030 | Taff Fechan-Pontsticill Rsrvr | Merthyr Tudful - Merthyr Tydfil | Merthyr Tydfil and Rhymney Co Const | Taff and Ely |  |  | Structures
FR/19/S030 | Taff Fechan-Pontsticill Rsrvr | Merthyr Tudful - Merthyr Tydfil | Merthyr Tydfil and Rhymney Co Const | Taff and Ely |  |  | Non FRM assets
FR/19/S030 | Taff Fechan-Pontsticill Rsrvr | Merthyr Tudful - Merthyr Tydfil | Merthyr Tydfil and Rhymney Co Const | Taff and Ely |  |  | Operation & operability
FR/19/S030 | Taff Fechan-Pontsticill Rsrvr | Merthyr Tudful - Merthyr Tydfil | Merthyr Tydfil and Rhymney Co Const | Taff and Ely |  |  | MEICA assets
FR/19/S031 | Taff Fawr - Llwyn Rsrvr. | Powys - Powys | Brecon and Radnorshire Co Const | Taff and Ely |  | We have no planned maintenance for this system in this current year | Channels
FR/19/S031 | Taff Fawr - Llwyn Rsrvr. | Powys - Powys | Brecon and Radnorshire Co Const | Taff and Ely |  |  | Raised defences
FR/19/S031 | Taff Fawr - Llwyn Rsrvr. | Powys - Powys | Brecon and Radnorshire Co Const | Taff and Ely |  |  | Structures
FR/19/S031 | Taff Fawr - Llwyn Rsrvr. | Powys - Powys | Brecon and Radnorshire Co Const | Taff and Ely |  |  | Non FRM assets
FR/19/S031 | Taff Fawr - Llwyn Rsrvr. | Powys - Powys | Brecon and Radnorshire Co Const | Taff and Ely |  |  | Operation & operability
FR/19/S031 | Taff Fawr - Llwyn Rsrvr. | Powys - Powys | Brecon and Radnorshire Co Const | Taff and Ely |  |  | MEICA assets
FR/19/S032 | Clydach | Rhondda, Cynon, Taf - Rhondda, Cynon, Taff | Cynon Valley Co Const | Taff and Ely |  | This system includes the Nant Clydach at Ynysybwl. We intend to carry out channel maintenance and shoal removal works. | Channels |  |  | X | [16 empty] | Flood risk |  |  |  | 100%
FR/19/S032 | Clydach | Rhondda, Cynon, Taf - Rhondda, Cynon, Taff | Cynon Valley Co Const | Taff and Ely |  |  | Raised defences
FR/19/S032 | Clydach | Rhondda, Cynon, Taf - Rhondda, Cynon, Taff | Cynon Valley Co Const | Taff and Ely |  |  | Structures
FR/19/S032 | Clydach | Rhondda, Cynon, Taf - Rhondda, Cynon, Taff | Cynon Valley Co Const | Taff and Ely |  |  | Non FRM assets
FR/19/S032 | Clydach | Rhondda, Cynon, Taf - Rhondda, Cynon, Taff | Cynon Valley Co Const | Taff and Ely |  |  | Operation & operability
FR/19/S032 | Clydach | Rhondda, Cynon, Taf - Rhondda, Cynon, Taff | Cynon Valley Co Const | Taff and Ely |  |  | MEICA assets
FR/19/S033 | Confluence-Mountain Ash | Rhondda, Cynon, Taf - Rhondda, Cynon, Taff | Cynon Valley Co Const | Taff and Ely |  | This system includes the River Cynon through Mountain Ash. We intend to carry out flap valve maintenance and mowing. | Channels
FR/19/S033 | Confluence-Mountain Ash | Rhondda, Cynon, Taf - Rhondda, Cynon, Taff | Cynon Valley Co Const | Taff and Ely |  |  | Raised defences | [6 empty] | X | [12 empty] | Flood risk |  | 50% | 50%
FR/19/S033 | Confluence-Mountain Ash | Rhondda, Cynon, Taf - Rhondda, Cynon, Taff | Cynon Valley Co Const | Taff and Ely |  |  | Structures | [11 empty] | X | [7 empty] | Flood risk |  |  |  | 100%
FR/19/S033 | Confluence-Mountain Ash | Rhondda, Cynon, Taf - Rhondda, Cynon, Taff | Cynon Valley Co Const | Taff and Ely |  |  | Non FRM assets
FR/19/S033 | Confluence-Mountain Ash | Rhondda, Cynon, Taf - Rhondda, Cynon, Taff | Cynon Valley Co Const | Taff and Ely |  |  | Operation & operability
FR/19/S033 | Confluence-Mountain Ash | Rhondda, Cynon, Taf - Rhondda, Cynon, Taff | Cynon Valley Co Const | Taff and Ely |  |  | MEICA assets
FR/19/S034 | River Cynon - Aberdare | Rhondda, Cynon, Taf - Rhondda, Cynon, Taff | Cynon Valley Co Const | Taff and Ely |  | This system includes the River Cynon in Aberdare. We plan to carry out channel maintenance, spraying and vegetation clearance works. | Channels | X |  | X | X | [15 empty] | Flood risk | Environment | 20% | 20% |  | 60%
FR/19/S034 | River Cynon - Aberdare | Rhondda, Cynon, Taf - Rhondda, Cynon, Taff | Cynon Valley Co Const | Taff and Ely |  |  | Raised defences
FR/19/S034 | River Cynon - Aberdare | Rhondda, Cynon, Taf - Rhondda, Cynon, Taff | Cynon Valley Co Const | Taff and Ely |  |  | Structures
FR/19/S034 | River Cynon - Aberdare | Rhondda, Cynon, Taf - Rhondda, Cynon, Taff | Cynon Valley Co Const | Taff and Ely |  |  | Non FRM assets
FR/19/S034 | River Cynon - Aberdare | Rhondda, Cynon, Taf - Rhondda, Cynon, Taff | Cynon Valley Co Const | Taff and Ely |  |  | Operation & operability
FR/19/S034 | River Cynon - Aberdare | Rhondda, Cynon, Taf - Rhondda, Cynon, Taff | Cynon Valley Co Const | Taff and Ely |  |  | MEICA assets
FR/19/S035 | River Cynon - Hirwaun | Rhondda, Cynon, Taf - Rhondda, Cynon, Taff | Cynon Valley Co Const | Taff and Ely |  | We have no planned maintenance for this system in this current year | Channels
FR/19/S035 | River Cynon - Hirwaun | Rhondda, Cynon, Taf - Rhondda, Cynon, Taff | Cynon Valley Co Const | Taff and Ely |  |  | Raised defences
FR/19/S035 | River Cynon - Hirwaun | Rhondda, Cynon, Taf - Rhondda, Cynon, Taff | Cynon Valley Co Const | Taff and Ely |  |  | Structures
FR/19/S035 | River Cynon - Hirwaun | Rhondda, Cynon, Taf - Rhondda, Cynon, Taff | Cynon Valley Co Const | Taff and Ely |  |  | Non FRM assets
FR/19/S035 | River Cynon - Hirwaun | Rhondda, Cynon, Taf - Rhondda, Cynon, Taff | Cynon Valley Co Const | Taff and Ely |  |  | Operation & operability
FR/19/S035 | River Cynon - Hirwaun | Rhondda, Cynon, Taf - Rhondda, Cynon, Taff | Cynon Valley Co Const | Taff and Ely |  |  | MEICA assets
FR/19/S036 | Lower Rhondda-Hopkinstown | Rhondda, Cynon, Taf - Rhondda, Cynon, Taff | Pontypridd Co Const | Taff and Ely |  | This system includes the River Rhondda through Hopkinstown. We intend to carry out flap valve maintenance, spraying and tree management. | Channels |  |  | X | [16 empty] | Flood risk | Environment | 50% | 50%
FR/19/S036 | Lower Rhondda-Hopkinstown | Rhondda, Cynon, Taf - Rhondda, Cynon, Taff | Pontypridd Co Const | Taff and Ely |  |  | Raised defences | [8 empty] | X | [10 empty] | Flood risk | Environment |  |  | 100%
FR/19/S036 | Lower Rhondda-Hopkinstown | Rhondda, Cynon, Taf - Rhondda, Cynon, Taff | Pontypridd Co Const | Taff and Ely |  |  | Structures | [11 empty] | X | [7 empty] | Flood risk |  |  |  | 100%
FR/19/S036 | Lower Rhondda-Hopkinstown | Rhondda, Cynon, Taf - Rhondda, Cynon, Taff | Pontypridd Co Const | Taff and Ely |  |  | Non FRM assets
FR/19/S036 | Lower Rhondda-Hopkinstown | Rhondda, Cynon, Taf - Rhondda, Cynon, Taff | Pontypridd Co Const | Taff and Ely |  |  | Operation & operability
FR/19/S036 | Lower Rhondda-Hopkinstown | Rhondda, Cynon, Taf - Rhondda, Cynon, Taff | Pontypridd Co Const | Taff and Ely |  |  | MEICA assets
FR/19/S037 | Lower Rhondda-Trehafod | Rhondda, Cynon, Taf - Rhondda, Cynon, Taff | Pontypridd Co Const | Taff and Ely |  | This system includes the River Rhondda through Trehafod. We intend to carry out mowing and spraying operations. | Channels |  |  | X | [16 empty] | Flood risk | Environment | 50% | 50%
FR/19/S037 | Lower Rhondda-Trehafod | Rhondda, Cynon, Taf - Rhondda, Cynon, Taff | Pontypridd Co Const | Taff and Ely |  |  | Raised defences | [5 empty] | X | [13 empty] | Flood risk |  | 50% | 50%
FR/19/S037 | Lower Rhondda-Trehafod | Rhondda, Cynon, Taf - Rhondda, Cynon, Taff | Pontypridd Co Const | Taff and Ely |  |  | Structures
FR/19/S037 | Lower Rhondda-Trehafod | Rhondda, Cynon, Taf - Rhondda, Cynon, Taff | Pontypridd Co Const | Taff and Ely |  |  | Non FRM assets
FR/19/S037 | Lower Rhondda-Trehafod | Rhondda, Cynon, Taf - Rhondda, Cynon, Taff | Pontypridd Co Const | Taff and Ely |  |  | Operation & operability
FR/19/S037 | Lower Rhondda-Trehafod | Rhondda, Cynon, Taf - Rhondda, Cynon, Taff | Pontypridd Co Const | Taff and Ely |  |  | MEICA assets
FR/19/S038 | Lower Rhondda - Porth | Rhondda, Cynon, Taf - Rhondda, Cynon, Taff | Rhondda Co Const | Taff and Ely |  | This system includs the River Rhondda around the Porth area. We intend to carry out channel maintenance and spraying works. | Channels |  |  | X | [16 empty] | Flood risk | Flood risk | 70% | 30%
FR/19/S038 | Lower Rhondda - Porth | Rhondda, Cynon, Taf - Rhondda, Cynon, Taff | Rhondda Co Const | Taff and Ely |  |  | Raised defences
FR/19/S038 | Lower Rhondda - Porth | Rhondda, Cynon, Taf - Rhondda, Cynon, Taff | Rhondda Co Const | Taff and Ely |  |  | Structures
FR/19/S038 | Lower Rhondda - Porth | Rhondda, Cynon, Taf - Rhondda, Cynon, Taff | Rhondda Co Const | Taff and Ely |  |  | Non FRM assets
FR/19/S038 | Lower Rhondda - Porth | Rhondda, Cynon, Taf - Rhondda, Cynon, Taff | Rhondda Co Const | Taff and Ely |  |  | Operation & operability
FR/19/S038 | Lower Rhondda - Porth | Rhondda, Cynon, Taf - Rhondda, Cynon, Taff | Rhondda Co Const | Taff and Ely |  |  | MEICA assets
FR/19/S039 | Rhondda Fach | Rhondda, Cynon, Taf - Rhondda, Cynon, Taff | Rhondda Co Const | Taff and Ely |  | We have no planned maintenance for this system in this current year | Channels
FR/19/S039 | Rhondda Fach | Rhondda, Cynon, Taf - Rhondda, Cynon, Taff | Rhondda Co Const | Taff and Ely |  |  | Raised defences
FR/19/S039 | Rhondda Fach | Rhondda, Cynon, Taf - Rhondda, Cynon, Taff | Rhondda Co Const | Taff and Ely |  |  | Structures
FR/19/S039 | Rhondda Fach | Rhondda, Cynon, Taf - Rhondda, Cynon, Taff | Rhondda Co Const | Taff and Ely |  |  | Non FRM assets
FR/19/S039 | Rhondda Fach | Rhondda, Cynon, Taf - Rhondda, Cynon, Taff | Rhondda Co Const | Taff and Ely |  |  | Operation & operability
FR/19/S039 | Rhondda Fach | Rhondda, Cynon, Taf - Rhondda, Cynon, Taff | Rhondda Co Const | Taff and Ely |  |  | MEICA assets
FR/19/S040 | Lower Rhondda Fawr | Rhondda, Cynon, Taf - Rhondda, Cynon, Taff | Rhondda Co Const | Taff and Ely |  | This system includes thr River Rhondda Fawr through Llwynypia. We intend to carry out herbicide spraying operations. | Channels |  |  | X | [16 empty] | Flood risk | Flood risk | 50% | 50%
FR/19/S040 | Lower Rhondda Fawr | Rhondda, Cynon, Taf - Rhondda, Cynon, Taff | Rhondda Co Const | Taff and Ely |  |  | Raised defences | [8 empty] | X | [15 empty] | 100%
FR/19/S040 | Lower Rhondda Fawr | Rhondda, Cynon, Taf - Rhondda, Cynon, Taff | Rhondda Co Const | Taff and Ely |  |  | Structures
FR/19/S040 | Lower Rhondda Fawr | Rhondda, Cynon, Taf - Rhondda, Cynon, Taff | Rhondda Co Const | Taff and Ely |  |  | Non FRM assets
FR/19/S040 | Lower Rhondda Fawr | Rhondda, Cynon, Taf - Rhondda, Cynon, Taff | Rhondda Co Const | Taff and Ely |  |  | Operation & operability
FR/19/S040 | Lower Rhondda Fawr | Rhondda, Cynon, Taf - Rhondda, Cynon, Taff | Rhondda Co Const | Taff and Ely |  |  | MEICA assets
FR/19/S041 | Mid Rhondda Fawr | Rhondda, Cynon, Taf - Rhondda, Cynon, Taff | Rhondda Co Const | Taff and Ely |  | This system includes the Rhondda Fawr through the Gelli, Pentre and Treorchy areas. We intend to carry out channel maintenance and flap valve maintenance works. | Channels |  |  | X | [16 empty] | Flood risk |  | 50% |  |  | 50%
FR/19/S041 | Mid Rhondda Fawr | Rhondda, Cynon, Taf - Rhondda, Cynon, Taff | Rhondda Co Const | Taff and Ely |  |  | Raised defences
FR/19/S041 | Mid Rhondda Fawr | Rhondda, Cynon, Taf - Rhondda, Cynon, Taff | Rhondda Co Const | Taff and Ely |  |  | Structures | [11 empty] | X | [7 empty] | Flood risk |  |  |  | 100%
FR/19/S041 | Mid Rhondda Fawr | Rhondda, Cynon, Taf - Rhondda, Cynon, Taff | Rhondda Co Const | Taff and Ely |  |  | Non FRM assets
FR/19/S041 | Mid Rhondda Fawr | Rhondda, Cynon, Taf - Rhondda, Cynon, Taff | Rhondda Co Const | Taff and Ely |  |  | Operation & operability
FR/19/S041 | Mid Rhondda Fawr | Rhondda, Cynon, Taf - Rhondda, Cynon, Taff | Rhondda Co Const | Taff and Ely |  |  | MEICA assets
FR/19/S042 | Upper Rhondda Fawr | Rhondda, Cynon, Taf - Rhondda, Cynon, Taff | Rhondda Co Const | Taff and Ely |  | This system includes the upper Rhondda Fawr including Ynyswen, Treherbert, Blaenrhondda and Blaencwm. Planned works to include hand mowing, tree management and waterway clearance. | Channels |  |  | X | X | [15 empty] | Flood risk | Environment |  |  |  | 100%
FR/19/S042 | Upper Rhondda Fawr | Rhondda, Cynon, Taf - Rhondda, Cynon, Taff | Rhondda Co Const | Taff and Ely |  |  | Raised defences | [5 empty] | X |  |  | X | [10 empty] | Flood risk |  | 20% | 20% | 60%
FR/19/S042 | Upper Rhondda Fawr | Rhondda, Cynon, Taf - Rhondda, Cynon, Taff | Rhondda Co Const | Taff and Ely |  |  | Structures
FR/19/S042 | Upper Rhondda Fawr | Rhondda, Cynon, Taf - Rhondda, Cynon, Taff | Rhondda Co Const | Taff and Ely |  |  | Non FRM assets
FR/19/S042 | Upper Rhondda Fawr | Rhondda, Cynon, Taf - Rhondda, Cynon, Taff | Rhondda Co Const | Taff and Ely |  |  | Operation & operability
FR/19/S042 | Upper Rhondda Fawr | Rhondda, Cynon, Taf - Rhondda, Cynon, Taff | Rhondda Co Const | Taff and Ely |  |  | MEICA assets | [16 empty] | X | [7 empty] | 100%
FR/19/S043 | Rhymney - Cardiff | Caerdydd - Cardiff | Cardiff Central Boro Const | Eastern Valleys | Anchor Head to Lavernock Point | This system includes the River Rhymney and Roath Brook in the Llanrumney and Roath areas of Cardiff. We intend to carry out tree management, flap valve maintenance, mowing, spraying and waterway clearance operations. | Channels |  |  | X | X | [15 empty] | Flood risk | Environment | 30% | 30% | 40%
FR/19/S043 | Rhymney - Cardiff | Caerdydd - Cardiff | Cardiff Central Boro Const | Eastern Valleys | Anchor Head to Lavernock Point |  | Raised defences | [6 empty] | X |  | X | [10 empty] | Flood risk |  | 30% | 30% |  | 40%
FR/19/S043 | Rhymney - Cardiff | Caerdydd - Cardiff | Cardiff Central Boro Const | Eastern Valleys | Anchor Head to Lavernock Point |  | Structures | [11 empty] | X | [7 empty] | Flood risk |  |  |  |  | 100%
FR/19/S043 | Rhymney - Cardiff | Caerdydd - Cardiff | Cardiff Central Boro Const | Eastern Valleys | Anchor Head to Lavernock Point |  | Non FRM assets
FR/19/S043 | Rhymney - Cardiff | Caerdydd - Cardiff | Cardiff Central Boro Const | Eastern Valleys | Anchor Head to Lavernock Point |  | Operation & operability
FR/19/S043 | Rhymney - Cardiff | Caerdydd - Cardiff | Cardiff Central Boro Const | Eastern Valleys | Anchor Head to Lavernock Point |  | MEICA assets
FR/19/S044 | Rural Rhymney | Caerffili - Caerphilly | Caerphilly Co Const | Eastern Valleys |  | This system includes the River Rhymney around the area of Cefn Mably. Works to include mowing and spraying. | Channels |  |  | X | [16 empty] | Flood risk | Environment | 50% | 50%
FR/19/S044 | Rural Rhymney | Caerffili - Caerphilly | Caerphilly Co Const | Eastern Valleys |  |  | Raised defences | [6 empty] | X | [12 empty] | Flood risk |  | 50% | 50%
FR/19/S044 | Rural Rhymney | Caerffili - Caerphilly | Caerphilly Co Const | Eastern Valleys |  |  | Structures
FR/19/S044 | Rural Rhymney | Caerffili - Caerphilly | Caerphilly Co Const | Eastern Valleys |  |  | Non FRM assets
FR/19/S044 | Rural Rhymney | Caerffili - Caerphilly | Caerphilly Co Const | Eastern Valleys |  |  | Operation & operability
FR/19/S044 | Rural Rhymney | Caerffili - Caerphilly | Caerphilly Co Const | Eastern Valleys |  |  | MEICA assets
FR/19/S045 | Mid Rhymney - Machen | Caerffili - Caerphilly | Caerphilly Co Const | Eastern Valleys |  | This system includes the River Rhymney through Machen. We intend to carry out hand mowing and spraying works. | Channels |  |  | X | [16 empty] | Flood risk | Flood risk | 50% | 50%
FR/19/S045 | Mid Rhymney - Machen | Caerffili - Caerphilly | Caerphilly Co Const | Eastern Valleys |  |  | Raised defences | [5 empty] | X | [13 empty] | Flood risk |  | 50% | 50%
FR/19/S045 | Mid Rhymney - Machen | Caerffili - Caerphilly | Caerphilly Co Const | Eastern Valleys |  |  | Structures
FR/19/S045 | Mid Rhymney - Machen | Caerffili - Caerphilly | Caerphilly Co Const | Eastern Valleys |  |  | Non FRM assets
FR/19/S045 | Mid Rhymney - Machen | Caerffili - Caerphilly | Caerphilly Co Const | Eastern Valleys |  |  | Operation & operability
FR/19/S045 | Mid Rhymney - Machen | Caerffili - Caerphilly | Caerphilly Co Const | Eastern Valleys |  |  | MEICA assets
FR/19/S046 | Pant Glas & Bedwas | Caerffili - Caerphilly | Caerphilly Co Const | Eastern Valleys |  | This system includes the River Rhymney through Pant Glas Ind Est and Bedwas House Ind Est. Works are to include channel maintenance, flap valve maintenance, mowing, spraying and tree management. | Channels |  |  | X | [16 empty] | Flood risk | Environment | 50% | 50%
FR/19/S046 | Pant Glas & Bedwas | Caerffili - Caerphilly | Caerphilly Co Const | Eastern Valleys |  |  | Raised defences | [5 empty] | X | X |  | X | [10 empty] | Flood risk |  | 40% | 40% |  | 20%
FR/19/S046 | Pant Glas & Bedwas | Caerffili - Caerphilly | Caerphilly Co Const | Eastern Valleys |  |  | Structures | [11 empty] | X | [7 empty] | Flood risk |  |  | 60% |  | 40%
FR/19/S046 | Pant Glas & Bedwas | Caerffili - Caerphilly | Caerphilly Co Const | Eastern Valleys |  |  | Non FRM assets
FR/19/S046 | Pant Glas & Bedwas | Caerffili - Caerphilly | Caerphilly Co Const | Eastern Valleys |  |  | Operation & operability
FR/19/S046 | Pant Glas & Bedwas | Caerffili - Caerphilly | Caerphilly Co Const | Eastern Valleys |  |  | MEICA assets
FR/19/S047 | Ystrad Mynach & Llanbradach | Caerffili - Caerphilly | Caerphilly Co Const | Eastern Valleys |  | This system includes the River Rhymney between Ystrad Mynach and Llanbradach. We intend to carry out channel maintenance, flap valve maintenance, mowing and spraying. | Channels |  |  | X | [16 empty] | Flood risk | Environment | 70% | 30%
FR/19/S047 | Ystrad Mynach & Llanbradach | Caerffili - Caerphilly | Caerphilly Co Const | Eastern Valleys |  |  | Raised defences | [6 empty] | X | [12 empty] | Flood risk |  | 50% | 50%
FR/19/S047 | Ystrad Mynach & Llanbradach | Caerffili - Caerphilly | Caerphilly Co Const | Eastern Valleys |  |  | Structures | [11 empty] | X | [7 empty] | Flood risk |  |  |  |  | 100%
FR/19/S047 | Ystrad Mynach & Llanbradach | Caerffili - Caerphilly | Caerphilly Co Const | Eastern Valleys |  |  | Non FRM assets
FR/19/S047 | Ystrad Mynach & Llanbradach | Caerffili - Caerphilly | Caerphilly Co Const | Eastern Valleys |  |  | Operation & operability
FR/19/S047 | Ystrad Mynach & Llanbradach | Caerffili - Caerphilly | Caerphilly Co Const | Eastern Valleys |  |  | MEICA assets
FR/19/S048 | Upper Rhymney | Caerffili - Caerphilly | Merthyr Tydfil and Rhymney Co Const | Eastern Valleys |  | We have no planned maintenance for this system in this current year | Channels |  |  | X | [16 empty] | Flood risk |  | 100%
FR/19/S048 | Upper Rhymney | Caerffili - Caerphilly | Merthyr Tydfil and Rhymney Co Const | Eastern Valleys |  |  | Raised defences
FR/19/S048 | Upper Rhymney | Caerffili - Caerphilly | Merthyr Tydfil and Rhymney Co Const | Eastern Valleys |  |  | Structures
FR/19/S048 | Upper Rhymney | Caerffili - Caerphilly | Merthyr Tydfil and Rhymney Co Const | Eastern Valleys |  |  | Non FRM assets
FR/19/S048 | Upper Rhymney | Caerffili - Caerphilly | Merthyr Tydfil and Rhymney Co Const | Eastern Valleys |  |  | Operation & operability
FR/19/S048 | Upper Rhymney | Caerffili - Caerphilly | Merthyr Tydfil and Rhymney Co Const | Eastern Valleys |  |  | MEICA assets
FR/19/S049 | Nant y Aber | Caerffili - Caerphilly | Caerphilly Co Const | Eastern Valleys |  | This system includes the Nant Y Aber between Caerphilly and Abertridwr. Works to include mowing, spraying and waterway clearance. | Channels |  |  | X | X | [15 empty] | Flood risk | Environment | 30% | 30% | 40%
FR/19/S049 | Nant y Aber | Caerffili - Caerphilly | Caerphilly Co Const | Eastern Valleys |  |  | Raised defences | [6 empty] | X | [12 empty] | Flood risk |  | 50% | 50%
FR/19/S049 | Nant y Aber | Caerffili - Caerphilly | Caerphilly Co Const | Eastern Valleys |  |  | Structures
FR/19/S049 | Nant y Aber | Caerffili - Caerphilly | Caerphilly Co Const | Eastern Valleys |  |  | Non FRM assets
FR/19/S049 | Nant y Aber | Caerffili - Caerphilly | Caerphilly Co Const | Eastern Valleys |  |  | Operation & operability
FR/19/S049 | Nant y Aber | Caerffili - Caerphilly | Caerphilly Co Const | Eastern Valleys |  |  | MEICA assets
FR/19/S050 | Porset Brook | Caerffili - Caerphilly | Caerphilly Co Const | Eastern Valleys |  | This system includes the Porset Brook around the Caerphilly area. Works to include mowing, spraying and waterway clearance operations. | Channels |  |  | X | X | [15 empty] | Flood risk | Environment | 30% | 30% | 40%
FR/19/S050 | Porset Brook | Caerffili - Caerphilly | Caerphilly Co Const | Eastern Valleys |  |  | Raised defences | [5 empty] | X | X | [12 empty] | Flood risk |  | 50% | 50%
FR/19/S050 | Porset Brook | Caerffili - Caerphilly | Caerphilly Co Const | Eastern Valleys |  |  | Structures
FR/19/S050 | Porset Brook | Caerffili - Caerphilly | Caerphilly Co Const | Eastern Valleys |  |  | Non FRM assets
FR/19/S050 | Porset Brook | Caerffili - Caerphilly | Caerphilly Co Const | Eastern Valleys |  |  | Operation & operability
FR/19/S050 | Porset Brook | Caerffili - Caerphilly | Caerphilly Co Const | Eastern Valleys |  |  | MEICA assets
FR/19/S051 | SEW - Abergavenny | Sir Fynwy - Monmouthshire | Monmouth Co Const | Wye and Usk |  | This system includes the River Usk, Gavenny and Cibi Brook around the Abergavenny area. We intend to carry out flap valve maintenance and spraying works. | Channels |  |  | X | [16 empty] | Flood risk | Environment | 50% |  | 50%
FR/19/S051 | SEW - Abergavenny | Sir Fynwy - Monmouthshire | Monmouth Co Const | Wye and Usk |  |  | Raised defences | [19 empty] | Flood risk |  |  |  |  | 100%
FR/19/S051 | SEW - Abergavenny | Sir Fynwy - Monmouthshire | Monmouth Co Const | Wye and Usk |  |  | Structures | [11 empty] | X | [7 empty] | Flood risk |  |  |  | 100%
FR/19/S051 | SEW - Abergavenny | Sir Fynwy - Monmouthshire | Monmouth Co Const | Wye and Usk |  |  | Non FRM assets
FR/19/S051 | SEW - Abergavenny | Sir Fynwy - Monmouthshire | Monmouth Co Const | Wye and Usk |  |  | Operation & operability
FR/19/S051 | SEW - Abergavenny | Sir Fynwy - Monmouthshire | Monmouth Co Const | Wye and Usk |  |  | MEICA assets
FR/19/S052 | SEW - Beulah (Urban) | Powys - Powys | Brecon and Radnorshire Co Const | Wye and Usk |  | This system includes the River Cammarch in Beulah. Work to include flap valve maintenance, mowing and spraying works | Channels |  |  | X | [16 empty] | Flood risk | Flood risk | 50% |  | 50%
FR/19/S052 | SEW - Beulah (Urban) | Powys - Powys | Brecon and Radnorshire Co Const | Wye and Usk |  |  | Raised defences | [5 empty] | X | [13 empty] | Flood risk |  | 50% |  | 50%
FR/19/S052 | SEW - Beulah (Urban) | Powys - Powys | Brecon and Radnorshire Co Const | Wye and Usk |  |  | Structures | [11 empty] | X | [7 empty] | Flood risk |  |  |  | 100%
FR/19/S052 | SEW - Beulah (Urban) | Powys - Powys | Brecon and Radnorshire Co Const | Wye and Usk |  |  | Non FRM assets
FR/19/S052 | SEW - Beulah (Urban) | Powys - Powys | Brecon and Radnorshire Co Const | Wye and Usk |  |  | Operation & operability
FR/19/S052 | SEW - Beulah (Urban) | Powys - Powys | Brecon and Radnorshire Co Const | Wye and Usk |  |  | MEICA assets
FR/19/S053 | SEW - Brecon | Powys - Powys | Brecon and Radnorshire Co Const | Wye and Usk |  | This system includes the River Usk, Tarrell and Honddu around Brecon. We intend to carry out channel maintenance, shoal removal, flap valve maintenance, mowing and spraying operations. | Channels |  |  | X | [16 empty] | Flood risk | Environment | 20% | 60% | 20%
FR/19/S053 | SEW - Brecon | Powys - Powys | Brecon and Radnorshire Co Const | Wye and Usk |  |  | Raised defences | [5 empty] | X | [13 empty] | Flood risk |  | 50% |  | 50%
FR/19/S053 | SEW - Brecon | Powys - Powys | Brecon and Radnorshire Co Const | Wye and Usk |  |  | Structures | [11 empty] | X | [7 empty] | Flood risk |  |  |  | 100%
FR/19/S053 | SEW - Brecon | Powys - Powys | Brecon and Radnorshire Co Const | Wye and Usk |  |  | Non FRM assets
FR/19/S053 | SEW - Brecon | Powys - Powys | Brecon and Radnorshire Co Const | Wye and Usk |  |  | Operation & operability
FR/19/S053 | SEW - Brecon | Powys - Powys | Brecon and Radnorshire Co Const | Wye and Usk |  |  | MEICA assets
FR/19/S054 | SEW - Builth Wells (Urban) | Powys - Powys | Brecon and Radnorshire Co Const | Wye and Usk |  | We have no planned maintenance for this system in this current year | Channels
FR/19/S054 | SEW - Builth Wells (Urban) | Powys - Powys | Brecon and Radnorshire Co Const | Wye and Usk |  |  | Raised defences
FR/19/S054 | SEW - Builth Wells (Urban) | Powys - Powys | Brecon and Radnorshire Co Const | Wye and Usk |  |  | Structures
FR/19/S054 | SEW - Builth Wells (Urban) | Powys - Powys | Brecon and Radnorshire Co Const | Wye and Usk |  |  | Non FRM assets
FR/19/S054 | SEW - Builth Wells (Urban) | Powys - Powys | Brecon and Radnorshire Co Const | Wye and Usk |  |  | Operation & operability
FR/19/S054 | SEW - Builth Wells (Urban) | Powys - Powys | Brecon and Radnorshire Co Const | Wye and Usk |  |  | MEICA assets
FR/19/S055 | SEW - Caldicot (Usk) Levels 1 | Casnewydd - Newport | Newport East Co Const | Wye and Usk | Anchor Head to Lavernock Point | This system includes the Reens systems around the coastline from Newport to Caldicot. The system includes part of the Caldicott and Wentlooge IDB. Planned works include aquatic weed cutting, mowing, sea door inspections, spraying and tree management. | Channels |  | X | X | [16 empty] | Flood risk | Environment | 20% | 20% | 20% | 40%
FR/19/S055 | SEW - Caldicot (Usk) Levels 1 | Casnewydd - Newport | Newport East Co Const | Wye and Usk | Anchor Head to Lavernock Point |  | Raised defences | [6 empty] | X |  | X | [10 empty] | Flood risk |  | 20% | 30% | 20% | 30%
FR/19/S055 | SEW - Caldicot (Usk) Levels 1 | Casnewydd - Newport | Newport East Co Const | Wye and Usk | Anchor Head to Lavernock Point |  | Structures
FR/19/S055 | SEW - Caldicot (Usk) Levels 1 | Casnewydd - Newport | Newport East Co Const | Wye and Usk | Anchor Head to Lavernock Point |  | Non FRM assets
FR/19/S055 | SEW - Caldicot (Usk) Levels 1 | Casnewydd - Newport | Newport East Co Const | Wye and Usk | Anchor Head to Lavernock Point |  | Operation & operability | [13 empty] | X | [5 empty] | Flood risk |  | 20% | 20% | 30% | 30%
FR/19/S055 | SEW - Caldicot (Usk) Levels 1 | Casnewydd - Newport | Newport East Co Const | Wye and Usk | Anchor Head to Lavernock Point |  | MEICA assets
FR/19/S056 | SEW - Caldicot (Usk) Levels 2 | Casnewydd - Newport | Newport East Co Const | Wye and Usk |  | This system includes the Monks Ditch reen from the M4 to the Sea Door. Intended works consist of aquatic weed cutting, mowing, sea door inspection, spraying and tree management. | Channels |  | X | X | [16 empty] | Flood risk | Environment | 30% | 30% | 40%
FR/19/S056 | SEW - Caldicot (Usk) Levels 2 | Casnewydd - Newport | Newport East Co Const | Wye and Usk |  |  | Raised defences | [6 empty] | X |  | X | [10 empty] | Flood risk |  | 30% | 30% | 40%
FR/19/S056 | SEW - Caldicot (Usk) Levels 2 | Casnewydd - Newport | Newport East Co Const | Wye and Usk |  |  | Structures
FR/19/S056 | SEW - Caldicot (Usk) Levels 2 | Casnewydd - Newport | Newport East Co Const | Wye and Usk |  |  | Non FRM assets
FR/19/S056 | SEW - Caldicot (Usk) Levels 2 | Casnewydd - Newport | Newport East Co Const | Wye and Usk |  |  | Operation & operability | [13 empty] | X | [5 empty] | Flood risk |  | 20% | 20% | 30% | 30%
FR/19/S056 | SEW - Caldicot (Usk) Levels 2 | Casnewydd - Newport | Newport East Co Const | Wye and Usk |  |  | MEICA assets
FR/19/S057 | SEW - Caldicot (Usk) Levels 3 | Sir Fynwy - Monmouthshire | Newport East Co Const | Wye and Usk |  | This system includes St Brides Brook and Mill Reen from the A48 to the Sea Door. Planned works are for aquatic weed cutting, mowing, sea door inspections and spraying. | Channels |  | X | X | [16 empty] | Flood risk | Environment | 30% | 30% |  | 40%
FR/19/S057 | SEW - Caldicot (Usk) Levels 3 | Sir Fynwy - Monmouthshire | Newport East Co Const | Wye and Usk |  |  | Raised defences | [6 empty] | X | [12 empty] | Flood risk |  | 50% | 50%
FR/19/S057 | SEW - Caldicot (Usk) Levels 3 | Sir Fynwy - Monmouthshire | Newport East Co Const | Wye and Usk |  |  | Structures
FR/19/S057 | SEW - Caldicot (Usk) Levels 3 | Sir Fynwy - Monmouthshire | Newport East Co Const | Wye and Usk |  |  | Non FRM assets
FR/19/S057 | SEW - Caldicot (Usk) Levels 3 | Sir Fynwy - Monmouthshire | Newport East Co Const | Wye and Usk |  |  | Operation & operability | [13 empty] | X | [5 empty] | Flood risk |  | 20% | 20% | 30% | 30%
FR/19/S057 | SEW - Caldicot (Usk) Levels 3 | Sir Fynwy - Monmouthshire | Newport East Co Const | Wye and Usk |  |  | MEICA assets
FR/19/S058 | SEW - Caldicot (Usk) Levels 4 | Sir Fynwy - Monmouthshire | Monmouth Co Const | Wye and Usk |  | This system includes the Nedern Brook from the A48 in Caerwent to the Sea Door. We plan to carry out aquatic weed cutting, mowing and spraying works. | Channels |  | X | X | [16 empty] | Flood risk | Environment | 30% | 30% |  | 40%
FR/19/S058 | SEW - Caldicot (Usk) Levels 4 | Sir Fynwy - Monmouthshire | Monmouth Co Const | Wye and Usk |  |  | Raised defences | [6 empty] | X | [12 empty] | Flood risk |  | 50% | 50%
FR/19/S058 | SEW - Caldicot (Usk) Levels 4 | Sir Fynwy - Monmouthshire | Monmouth Co Const | Wye and Usk |  |  | Structures
FR/19/S058 | SEW - Caldicot (Usk) Levels 4 | Sir Fynwy - Monmouthshire | Monmouth Co Const | Wye and Usk |  |  | Non FRM assets
FR/19/S058 | SEW - Caldicot (Usk) Levels 4 | Sir Fynwy - Monmouthshire | Monmouth Co Const | Wye and Usk |  |  | Operation & operability
FR/19/S058 | SEW - Caldicot (Usk) Levels 4 | Sir Fynwy - Monmouthshire | Monmouth Co Const | Wye and Usk |  |  | MEICA assets
FR/19/S059 | SEW - Caldicot (Wye) Levels | Sir Fynwy - Monmouthshire | Monmouth Co Const | Wye and Usk | Anchor Head to Lavernock Point | We have no planned maintenance for this system in this current year | Channels
FR/19/S059 | SEW - Caldicot (Wye) Levels | Sir Fynwy - Monmouthshire | Monmouth Co Const | Wye and Usk | Anchor Head to Lavernock Point |  | Raised defences
FR/19/S059 | SEW - Caldicot (Wye) Levels | Sir Fynwy - Monmouthshire | Monmouth Co Const | Wye and Usk | Anchor Head to Lavernock Point |  | Structures
FR/19/S059 | SEW - Caldicot (Wye) Levels | Sir Fynwy - Monmouthshire | Monmouth Co Const | Wye and Usk | Anchor Head to Lavernock Point |  | Non FRM assets
FR/19/S059 | SEW - Caldicot (Wye) Levels | Sir Fynwy - Monmouthshire | Monmouth Co Const | Wye and Usk | Anchor Head to Lavernock Point |  | Operation & operability
FR/19/S059 | SEW - Caldicot (Wye) Levels | Sir Fynwy - Monmouthshire | Monmouth Co Const | Wye and Usk | Anchor Head to Lavernock Point |  | MEICA assets
FR/19/S060 | Wye - Chepstow | Sir Fynwy - Monmouthshire | Monmouth Co Const | Wye and Usk | Anchor Head to Lavernock Point | This system includes the River Usk and Moulton Brook. We intend to carry out mowing, spraying and waterway clearance works. | Channels |  |  | X | [16 empty] | Flood risk | Environment | 50% |  | 50%
FR/19/S060 | Wye - Chepstow | Sir Fynwy - Monmouthshire | Monmouth Co Const | Wye and Usk | Anchor Head to Lavernock Point |  | Raised defences
FR/19/S060 | Wye - Chepstow | Sir Fynwy - Monmouthshire | Monmouth Co Const | Wye and Usk | Anchor Head to Lavernock Point |  | Structures | [11 empty] | X | [7 empty] | Flood risk |  |  |  | 100%
FR/19/S060 | Wye - Chepstow | Sir Fynwy - Monmouthshire | Monmouth Co Const | Wye and Usk | Anchor Head to Lavernock Point |  | Non FRM assets
FR/19/S060 | Wye - Chepstow | Sir Fynwy - Monmouthshire | Monmouth Co Const | Wye and Usk | Anchor Head to Lavernock Point |  | Operation & operability | [13 empty] | X | [5 empty] | Flood risk |  | 20% | 20% | 30% | 30%
FR/19/S060 | Wye - Chepstow | Sir Fynwy - Monmouthshire | Monmouth Co Const | Wye and Usk | Anchor Head to Lavernock Point |  | MEICA assets
FR/19/S061 | Crickhowell | Powys - Powys | Brecon and Radnorshire Co Const | Wye and Usk |  | This system includes the River Usk in Crickhowell. We intend to carry out flap valve maintenance, mowing, spraying and tree management operations. | Channels |  |  | X | [16 empty] | Flood risk | Environment | 50% |  | 50%
FR/19/S061 | Crickhowell | Powys - Powys | Brecon and Radnorshire Co Const | Wye and Usk |  |  | Raised defences | [5 empty] | X |  |  | X | [10 empty] | Flood risk |  | 30% | 30% |  | 40%
FR/19/S061 | Crickhowell | Powys - Powys | Brecon and Radnorshire Co Const | Wye and Usk |  |  | Structures | [11 empty] | X | [7 empty] | Flood risk |  |  |  | 100%
FR/19/S061 | Crickhowell | Powys - Powys | Brecon and Radnorshire Co Const | Wye and Usk |  |  | Non FRM assets
FR/19/S061 | Crickhowell | Powys - Powys | Brecon and Radnorshire Co Const | Wye and Usk |  |  | Operation & operability
FR/19/S061 | Crickhowell | Powys - Powys | Brecon and Radnorshire Co Const | Wye and Usk |  |  | MEICA assets
FR/19/S062 | SEW-Crosskeys to Crumlin | Caerffili - Caerphilly | Islwyn Co Const | Eastern Valleys |  | This system includes the River Ebbw between Crumlin and Cross Keys. We have planned flap valve maintenance for this year. | Channels
FR/19/S062 | SEW-Crosskeys to Crumlin | Caerffili - Caerphilly | Islwyn Co Const | Eastern Valleys |  |  | Raised defences | [8 empty] | X | [15 empty] | 100%
FR/19/S062 | SEW-Crosskeys to Crumlin | Caerffili - Caerphilly | Islwyn Co Const | Eastern Valleys |  |  | Structures | [11 empty] | X | [7 empty] | Flood risk |  |  |  |  | 100%
FR/19/S062 | SEW-Crosskeys to Crumlin | Caerffili - Caerphilly | Islwyn Co Const | Eastern Valleys |  |  | Non FRM assets
FR/19/S062 | SEW-Crosskeys to Crumlin | Caerffili - Caerphilly | Islwyn Co Const | Eastern Valleys |  |  | Operation & operability
FR/19/S062 | SEW-Crosskeys to Crumlin | Caerffili - Caerphilly | Islwyn Co Const | Eastern Valleys |  |  | MEICA assets
FR/19/S063 | SEW - Cwm | Blaenau Gwent - Blaenau Gwent | Blaenau Gwent Co Const | Eastern Valleys |  | This system includes the River Ebbw through Cwm. We intend to carry out flap valve maintenance, spraying and waterway clearance works. | Channels |  |  | X | X | [15 empty] | Flood risk | Environment | 30% | 30% |  | 40%
FR/19/S063 | SEW - Cwm | Blaenau Gwent - Blaenau Gwent | Blaenau Gwent Co Const | Eastern Valleys |  |  | Raised defences
FR/19/S063 | SEW - Cwm | Blaenau Gwent - Blaenau Gwent | Blaenau Gwent Co Const | Eastern Valleys |  |  | Structures | [11 empty] | X | [7 empty] | Flood risk |  |  |  |  | 100%
FR/19/S063 | SEW - Cwm | Blaenau Gwent - Blaenau Gwent | Blaenau Gwent Co Const | Eastern Valleys |  |  | Non FRM assets
FR/19/S063 | SEW - Cwm | Blaenau Gwent - Blaenau Gwent | Blaenau Gwent Co Const | Eastern Valleys |  |  | Operation & operability
FR/19/S063 | SEW - Cwm | Blaenau Gwent - Blaenau Gwent | Blaenau Gwent Co Const | Eastern Valleys |  |  | MEICA assets
FR/19/S064 | SEW - Cwmfelinfach | Caerffili - Caerphilly | Islwyn Co Const | Eastern Valleys |  | We have no planned maintenance for this system in this current year | Channels
FR/19/S064 | SEW - Cwmfelinfach | Caerffili - Caerphilly | Islwyn Co Const | Eastern Valleys |  |  | Raised defences
FR/19/S064 | SEW - Cwmfelinfach | Caerffili - Caerphilly | Islwyn Co Const | Eastern Valleys |  |  | Structures
FR/19/S064 | SEW - Cwmfelinfach | Caerffili - Caerphilly | Islwyn Co Const | Eastern Valleys |  |  | Non FRM assets
FR/19/S064 | SEW - Cwmfelinfach | Caerffili - Caerphilly | Islwyn Co Const | Eastern Valleys |  |  | Operation & operability
FR/19/S064 | SEW - Cwmfelinfach | Caerffili - Caerphilly | Islwyn Co Const | Eastern Valleys |  |  | MEICA assets
FR/19/S065 | D/S Chepstow | Sir Fynwy - Monmouthshire | Monmouth Co Const | Wye and Usk |  | This system includes the River Wye. We intend to carry out mowing and obstruction removal operations. | Channels |  |  |  | X | [15 empty] | Flood risk |  |  |  | 50% | 50%
FR/19/S065 | D/S Chepstow | Sir Fynwy - Monmouthshire | Monmouth Co Const | Wye and Usk |  |  | Raised defences | [5 empty] | X | [13 empty] | Flood risk |  | 50% |  | 50%
FR/19/S065 | D/S Chepstow | Sir Fynwy - Monmouthshire | Monmouth Co Const | Wye and Usk |  |  | Structures
FR/19/S065 | D/S Chepstow | Sir Fynwy - Monmouthshire | Monmouth Co Const | Wye and Usk |  |  | Non FRM assets
FR/19/S065 | D/S Chepstow | Sir Fynwy - Monmouthshire | Monmouth Co Const | Wye and Usk |  |  | Operation & operability
FR/19/S065 | D/S Chepstow | Sir Fynwy - Monmouthshire | Monmouth Co Const | Wye and Usk |  |  | MEICA assets
FR/19/S067 | SEW - Ebbw FAS | Casnewydd - Newport | Newport West Co Const | Eastern Valleys |  | This system includes the River Ebbw from Bassaleg through to Docks Way bridge on the outskirts of Dyffryn. Various works are to include embankment repairs , flap valve maintenance, mowing, spraying and tree management. | Channels |  |  | X | [16 empty] | Flood risk | Environment | 30% | 30% |  | 40%
FR/19/S067 | SEW - Ebbw FAS | Casnewydd - Newport | Newport West Co Const | Eastern Valleys |  |  | Raised defences | [5 empty] | X | X |  | X | [10 empty] | Flood risk |  | 30% | 30% |  | 40%
FR/19/S067 | SEW - Ebbw FAS | Casnewydd - Newport | Newport West Co Const | Eastern Valleys |  |  | Structures | [11 empty] | X | [7 empty] | Flood risk |  |  |  |  | 100%
FR/19/S067 | SEW - Ebbw FAS | Casnewydd - Newport | Newport West Co Const | Eastern Valleys |  |  | Non FRM assets
FR/19/S067 | SEW - Ebbw FAS | Casnewydd - Newport | Newport West Co Const | Eastern Valleys |  |  | Operation & operability
FR/19/S067 | SEW - Ebbw FAS | Casnewydd - Newport | Newport West Co Const | Eastern Valleys |  |  | MEICA assets
FR/19/S068 | SEW - Ebbw Vale | Blaenau Gwent - Blaenau Gwent | Blaenau Gwent Co Const | Eastern Valleys |  | We have no planned maintenance for this system in this current year | Channels
FR/19/S068 | SEW - Ebbw Vale | Blaenau Gwent - Blaenau Gwent | Blaenau Gwent Co Const | Eastern Valleys |  |  | Raised defences
FR/19/S068 | SEW - Ebbw Vale | Blaenau Gwent - Blaenau Gwent | Blaenau Gwent Co Const | Eastern Valleys |  |  | Structures
FR/19/S068 | SEW - Ebbw Vale | Blaenau Gwent - Blaenau Gwent | Blaenau Gwent Co Const | Eastern Valleys |  |  | Non FRM assets
FR/19/S068 | SEW - Ebbw Vale | Blaenau Gwent - Blaenau Gwent | Blaenau Gwent Co Const | Eastern Valleys |  |  | Operation & operability
FR/19/S068 | SEW - Ebbw Vale | Blaenau Gwent - Blaenau Gwent | Blaenau Gwent Co Const | Eastern Valleys |  |  | MEICA assets
FR/19/S069 | Glasbury | Powys - Powys | Brecon and Radnorshire Co Const | Wye and Usk |  | This system includes the Pwll Patty Brook and River Wye. We intend to carry out flap valve maintenance, mowing, spraying and flood defence structure repairs. | Channels |  |  | X | [18 empty] | 50% |  | 50%
FR/19/S069 | Glasbury | Powys - Powys | Brecon and Radnorshire Co Const | Wye and Usk |  |  | Raised defences | [5 empty] | X | [15 empty] | 50% | 50%
FR/19/S069 | Glasbury | Powys - Powys | Brecon and Radnorshire Co Const | Wye and Usk |  |  | Structures | [11 empty] | X | [11 empty] | 50% | 50%
FR/19/S069 | Glasbury | Powys - Powys | Brecon and Radnorshire Co Const | Wye and Usk |  |  | Non FRM assets
FR/19/S069 | Glasbury | Powys - Powys | Brecon and Radnorshire Co Const | Wye and Usk |  |  | Operation & operability
FR/19/S069 | Glasbury | Powys - Powys | Brecon and Radnorshire Co Const | Wye and Usk |  |  | MEICA assets
FR/19/S075 | SEW - Llangammarch Wells (Urb) | Powys - Powys | Brecon and Radnorshire Co Const | Wye and Usk |  | This system includes the River Irfon. We intend to carry out flap valve maintenance, mowing, spraying and flood defence structure repairs. | Channels |  |  | X | [16 empty] | Flood risk | Environment | 50% |  | 50%
FR/19/S075 | SEW - Llangammarch Wells (Urb) | Powys - Powys | Brecon and Radnorshire Co Const | Wye and Usk |  |  | Raised defences | [5 empty] | X | [13 empty] | Flood risk |  | 50% | 50%
FR/19/S075 | SEW - Llangammarch Wells (Urb) | Powys - Powys | Brecon and Radnorshire Co Const | Wye and Usk |  |  | Structures | [11 empty] | X | [7 empty] | Flood risk |  |  |  | 70% | 30%
FR/19/S075 | SEW - Llangammarch Wells (Urb) | Powys - Powys | Brecon and Radnorshire Co Const | Wye and Usk |  |  | Non FRM assets
FR/19/S075 | SEW - Llangammarch Wells (Urb) | Powys - Powys | Brecon and Radnorshire Co Const | Wye and Usk |  |  | Operation & operability
FR/19/S075 | SEW - Llangammarch Wells (Urb) | Powys - Powys | Brecon and Radnorshire Co Const | Wye and Usk |  |  | MEICA assets
FR/19/S076 | Llanhilleth and Aberbeeg | Caerffili - Caerphilly | Islwyn Co Const | Eastern Valleys |  | This system includes the River Ebbw through Llanhilleth. We intend to carry out flap valve maintenance and structure repair works. | Channels
FR/19/S076 | Llanhilleth and Aberbeeg | Caerffili - Caerphilly | Islwyn Co Const | Eastern Valleys |  |  | Raised defences
FR/19/S076 | Llanhilleth and Aberbeeg | Caerffili - Caerphilly | Islwyn Co Const | Eastern Valleys |  |  | Structures | [11 empty] | X | [7 empty] | Flood risk |  |  |  |  | 100%
FR/19/S076 | Llanhilleth and Aberbeeg | Caerffili - Caerphilly | Islwyn Co Const | Eastern Valleys |  |  | Non FRM assets
FR/19/S076 | Llanhilleth and Aberbeeg | Caerffili - Caerphilly | Islwyn Co Const | Eastern Valleys |  |  | Operation & operability
FR/19/S076 | Llanhilleth and Aberbeeg | Caerffili - Caerphilly | Islwyn Co Const | Eastern Valleys |  |  | MEICA assets
FR/19/S077 | SEW- Llantarnam - Hollybush | Tor-faen - Torfaen | Torfaen Co Const | Wye and Usk |  | This system includes the Afon llwyd. We intend to carry out tree management works. | Channels
FR/19/S077 | SEW- Llantarnam - Hollybush | Tor-faen - Torfaen | Torfaen Co Const | Wye and Usk |  |  | Raised defences | [8 empty] | X | [10 empty] | Flood risk |  |  |  |  | 100%
FR/19/S077 | SEW- Llantarnam - Hollybush | Tor-faen - Torfaen | Torfaen Co Const | Wye and Usk |  |  | Structures
FR/19/S077 | SEW- Llantarnam - Hollybush | Tor-faen - Torfaen | Torfaen Co Const | Wye and Usk |  |  | Non FRM assets
FR/19/S077 | SEW- Llantarnam - Hollybush | Tor-faen - Torfaen | Torfaen Co Const | Wye and Usk |  |  | Operation & operability
FR/19/S077 | SEW- Llantarnam - Hollybush | Tor-faen - Torfaen | Torfaen Co Const | Wye and Usk |  |  | MEICA assets
FR/19/S078 | SEW - Llanwrtyd Wells (Urban) | Powys - Powys | Brecon and Radnorshire Co Const | Wye and Usk |  | This system includes the River Irfon. We intend to carry out flap valve maintenance, mowing, spraying and flood defence structure repairs. | Channels |  |  | X | [16 empty] | Flood risk | Flood risk | 50% |  | 50%
FR/19/S078 | SEW - Llanwrtyd Wells (Urban) | Powys - Powys | Brecon and Radnorshire Co Const | Wye and Usk |  |  | Raised defences | [5 empty] | X | [13 empty] | Flood risk |  | 50% | 50%
FR/19/S078 | SEW - Llanwrtyd Wells (Urban) | Powys - Powys | Brecon and Radnorshire Co Const | Wye and Usk |  |  | Structures | [11 empty] | X | [7 empty] | Flood risk |  |  |  |  | 100%
FR/19/S078 | SEW - Llanwrtyd Wells (Urban) | Powys - Powys | Brecon and Radnorshire Co Const | Wye and Usk |  |  | Non FRM assets
FR/19/S078 | SEW - Llanwrtyd Wells (Urban) | Powys - Powys | Brecon and Radnorshire Co Const | Wye and Usk |  |  | Operation & operability
FR/19/S078 | SEW - Llanwrtyd Wells (Urban) | Powys - Powys | Brecon and Radnorshire Co Const | Wye and Usk |  |  | MEICA assets
FR/19/S079 | Llanyrafon | Tor-faen - Torfaen | Torfaen Co Const | Wye and Usk |  | We have no planned maintenance for this system in this current year | Channels
FR/19/S079 | Llanyrafon | Tor-faen - Torfaen | Torfaen Co Const | Wye and Usk |  |  | Raised defences
FR/19/S079 | Llanyrafon | Tor-faen - Torfaen | Torfaen Co Const | Wye and Usk |  |  | Structures
FR/19/S079 | Llanyrafon | Tor-faen - Torfaen | Torfaen Co Const | Wye and Usk |  |  | Non FRM assets
FR/19/S079 | Llanyrafon | Tor-faen - Torfaen | Torfaen Co Const | Wye and Usk |  |  | Operation & operability
FR/19/S079 | Llanyrafon | Tor-faen - Torfaen | Torfaen Co Const | Wye and Usk |  |  | MEICA assets
FR/19/S080 | Llanyrafon - Abersychan | Tor-faen - Torfaen | Torfaen Co Const | Wye and Usk |  | We have no planned maintenance for this system in this current year | Channels
FR/19/S080 | Llanyrafon - Abersychan | Tor-faen - Torfaen | Torfaen Co Const | Wye and Usk |  |  | Raised defences
FR/19/S080 | Llanyrafon - Abersychan | Tor-faen - Torfaen | Torfaen Co Const | Wye and Usk |  |  | Structures
FR/19/S080 | Llanyrafon - Abersychan | Tor-faen - Torfaen | Torfaen Co Const | Wye and Usk |  |  | Non FRM assets
FR/19/S080 | Llanyrafon - Abersychan | Tor-faen - Torfaen | Torfaen Co Const | Wye and Usk |  |  | Operation & operability
FR/19/S080 | Llanyrafon - Abersychan | Tor-faen - Torfaen | Torfaen Co Const | Wye and Usk |  |  | MEICA assets
FR/19/S081 | Monmouth | Sir Fynwy - Monmouthshire | Monmouth Co Const | Wye and Usk |  | The system includes the River Wye and Monnow through the town of Monmouth. We intend to carry out flap valve maintenance, mowing and blockage removal operations. | Channels
FR/19/S081 | Monmouth | Sir Fynwy - Monmouthshire | Monmouth Co Const | Wye and Usk |  |  | Raised defences | [5 empty] | X | X | [12 empty] | Flood risk |  | 50% | 50%
FR/19/S081 | Monmouth | Sir Fynwy - Monmouthshire | Monmouth Co Const | Wye and Usk |  |  | Structures | [11 empty] | X | [7 empty] | Flood risk |  |  |  | 100%
FR/19/S081 | Monmouth | Sir Fynwy - Monmouthshire | Monmouth Co Const | Wye and Usk |  |  | Non FRM assets
FR/19/S081 | Monmouth | Sir Fynwy - Monmouthshire | Monmouth Co Const | Wye and Usk |  |  | Operation & operability
FR/19/S081 | Monmouth | Sir Fynwy - Monmouthshire | Monmouth Co Const | Wye and Usk |  |  | MEICA assets
FR/19/S082 | SEW - Newport 1 | Casnewydd - Newport | Newport East Co Const | Wye and Usk |  | The system includes the Liswerry and Spytty Reen in this area of Newport. We intend to carry out aquatic weed cutting and mowing works. | Channels |  | X | [17 empty] | Flood risk |  |  |  | 30% | 70%
FR/19/S082 | SEW - Newport 1 | Casnewydd - Newport | Newport East Co Const | Wye and Usk |  |  | Raised defences | [6 empty] | X | [12 empty] | Flood risk |  | 50% | 50%
FR/19/S082 | SEW - Newport 1 | Casnewydd - Newport | Newport East Co Const | Wye and Usk |  |  | Structures
FR/19/S082 | SEW - Newport 1 | Casnewydd - Newport | Newport East Co Const | Wye and Usk |  |  | Non FRM assets
FR/19/S082 | SEW - Newport 1 | Casnewydd - Newport | Newport East Co Const | Wye and Usk |  |  | Operation & operability
FR/19/S082 | SEW - Newport 1 | Casnewydd - Newport | Newport East Co Const | Wye and Usk |  |  | MEICA assets
FR/19/S083 | SEW - Newport 2 | Casnewydd - Newport | Newport West Co Const | Wye and Usk | Anchor Head to Lavernock Point | This system includes the River Usk and the Isca Road Flood Alleviation Scheme. We intend to carry out flap valve maintenance, mowing and spraying operations. | Channels |  |  | X | [16 empty] | Flood risk | Environment | 50% | 50%
FR/19/S083 | SEW - Newport 2 | Casnewydd - Newport | Newport West Co Const | Wye and Usk | Anchor Head to Lavernock Point |  | Raised defences | [6 empty] | X | [12 empty] | Flood risk |  | 50% | 50%
FR/19/S083 | SEW - Newport 2 | Casnewydd - Newport | Newport West Co Const | Wye and Usk | Anchor Head to Lavernock Point |  | Structures | [11 empty] | X | [7 empty] | Flood risk |  |  |  | 100%
FR/19/S083 | SEW - Newport 2 | Casnewydd - Newport | Newport West Co Const | Wye and Usk | Anchor Head to Lavernock Point |  | Non FRM assets
FR/19/S083 | SEW - Newport 2 | Casnewydd - Newport | Newport West Co Const | Wye and Usk | Anchor Head to Lavernock Point |  | Operation & operability
FR/19/S083 | SEW - Newport 2 | Casnewydd - Newport | Newport West Co Const | Wye and Usk | Anchor Head to Lavernock Point |  | MEICA assets
FR/19/S084 | SEW - Newport 3 | Casnewydd - Newport | Newport West Co Const | Eastern Valleys | Anchor Head to Lavernock Point | This system includes the River Ebbw along with Pontycwcw and Seawall Reens. We intend to carry out aquatic weed cut, mowing, sea door inspections and spraying operations. | Channels |  | X | X | [16 empty] | Flood risk | Environment | 30% | 30% |  | 40%
FR/19/S084 | SEW - Newport 3 | Casnewydd - Newport | Newport West Co Const | Eastern Valleys | Anchor Head to Lavernock Point |  | Raised defences | [6 empty] | X | [12 empty] | Flood risk |  | 50% | 50%
FR/19/S084 | SEW - Newport 3 | Casnewydd - Newport | Newport West Co Const | Eastern Valleys | Anchor Head to Lavernock Point |  | Structures
FR/19/S084 | SEW - Newport 3 | Casnewydd - Newport | Newport West Co Const | Eastern Valleys | Anchor Head to Lavernock Point |  | Non FRM assets
FR/19/S084 | SEW - Newport 3 | Casnewydd - Newport | Newport West Co Const | Eastern Valleys | Anchor Head to Lavernock Point |  | Operation & operability | [13 empty] | X | [5 empty] | Flood risk |  | 20% | 20% | 30% | 30%
FR/19/S084 | SEW - Newport 3 | Casnewydd - Newport | Newport West Co Const | Eastern Valleys | Anchor Head to Lavernock Point |  | MEICA assets
FR/19/S085 | SEW - Newport 4 | Casnewydd - Newport | Newport West Co Const | Eastern Valleys |  | This system includes Pontycwcw Reen around the Dyffryn area of Newport. Planned works include aquatic weed cutting and sea door inspections. | Channels |  | X | [17 empty] | Flood risk |  |  |  |  | 100%
FR/19/S085 | SEW - Newport 4 | Casnewydd - Newport | Newport West Co Const | Eastern Valleys |  |  | Raised defences
FR/19/S085 | SEW - Newport 4 | Casnewydd - Newport | Newport West Co Const | Eastern Valleys |  |  | Structures
FR/19/S085 | SEW - Newport 4 | Casnewydd - Newport | Newport West Co Const | Eastern Valleys |  |  | Non FRM assets
FR/19/S085 | SEW - Newport 4 | Casnewydd - Newport | Newport West Co Const | Eastern Valleys |  |  | Operation & operability | [13 empty] | X | [5 empty] | Flood risk |  | 20% | 20% | 30% | 30%
FR/19/S085 | SEW - Newport 4 | Casnewydd - Newport | Newport West Co Const | Eastern Valleys |  |  | MEICA assets
FR/19/S087 | SEW - Ponthir | Casnewydd - Newport | Newport West Co Const | Wye and Usk |  | This system includes the Afon Lwyd at Ponthir. We intend to carry out flap valve maintenance, mowing and spraying works. | Channels |  |  | X | [16 empty] | Flood risk | Environment | 50% |  | 50%
FR/19/S087 | SEW - Ponthir | Casnewydd - Newport | Newport West Co Const | Wye and Usk |  |  | Raised defences | [5 empty] | X | [13 empty] | Flood risk |  | 50% | 50%
FR/19/S087 | SEW - Ponthir | Casnewydd - Newport | Newport West Co Const | Wye and Usk |  |  | Structures | [11 empty] | X | [7 empty] | Flood risk |  |  |  |  | 100%
FR/19/S087 | SEW - Ponthir | Casnewydd - Newport | Newport West Co Const | Wye and Usk |  |  | Non FRM assets
FR/19/S087 | SEW - Ponthir | Casnewydd - Newport | Newport West Co Const | Wye and Usk |  |  | Operation & operability
FR/19/S087 | SEW - Ponthir | Casnewydd - Newport | Newport West Co Const | Wye and Usk |  |  | MEICA assets
FR/19/S089 | Presteigne | Powys - Powys | Brecon and Radnorshire Co Const | Wye and Usk |  | We have no planned maintenance for this system in this current year | Channels
FR/19/S089 | Presteigne | Powys - Powys | Brecon and Radnorshire Co Const | Wye and Usk |  |  | Raised defences
FR/19/S089 | Presteigne | Powys - Powys | Brecon and Radnorshire Co Const | Wye and Usk |  |  | Structures | [19 empty] | Flood risk
FR/19/S089 | Presteigne | Powys - Powys | Brecon and Radnorshire Co Const | Wye and Usk |  |  | Non FRM assets
FR/19/S089 | Presteigne | Powys - Powys | Brecon and Radnorshire Co Const | Wye and Usk |  |  | Operation & operability
FR/19/S089 | Presteigne | Powys - Powys | Brecon and Radnorshire Co Const | Wye and Usk |  |  | MEICA assets
FR/19/S090 | SEW-River Ebbw FAS 1 | Caerffili - Caerphilly | Islwyn Co Const | Eastern Valleys |  | This system includes the River Ebbw from Risca to Pontymister. Planned works to include mowing, spraying and tree management. | Channels |  |  | X | [16 empty] | Flood risk | Environment | 50% | 50%
FR/19/S090 | SEW-River Ebbw FAS 1 | Caerffili - Caerphilly | Islwyn Co Const | Eastern Valleys |  |  | Raised defences | [5 empty] | X |  |  | X | [10 empty] | Flood risk | Environment | 30% | 30% |  | 40%
FR/19/S090 | SEW-River Ebbw FAS 1 | Caerffili - Caerphilly | Islwyn Co Const | Eastern Valleys |  |  | Structures
FR/19/S090 | SEW-River Ebbw FAS 1 | Caerffili - Caerphilly | Islwyn Co Const | Eastern Valleys |  |  | Non FRM assets
FR/19/S090 | SEW-River Ebbw FAS 1 | Caerffili - Caerphilly | Islwyn Co Const | Eastern Valleys |  |  | Operation & operability
FR/19/S090 | SEW-River Ebbw FAS 1 | Caerffili - Caerphilly | Islwyn Co Const | Eastern Valleys |  |  | MEICA assets
FR/19/S091 | SEW-River Ebbw FAS 2 | Casnewydd - Newport | Newport West Co Const | Eastern Valleys |  | This system include the River Ebbw through Rogerstone. Planned works to tree management, mowing, spraying and waterway clearance. | Channels |  |  | X | X | [15 empty] | Flood risk | Environment | 30% | 30% |  | 40%
FR/19/S091 | SEW-River Ebbw FAS 2 | Casnewydd - Newport | Newport West Co Const | Eastern Valleys |  |  | Raised defences | [5 empty] | X | X |  | X | [10 empty] | Flood risk |  | 40% | 40% | 20%
FR/19/S091 | SEW-River Ebbw FAS 2 | Casnewydd - Newport | Newport West Co Const | Eastern Valleys |  |  | Structures
FR/19/S091 | SEW-River Ebbw FAS 2 | Casnewydd - Newport | Newport West Co Const | Eastern Valleys |  |  | Non FRM assets
FR/19/S091 | SEW-River Ebbw FAS 2 | Casnewydd - Newport | Newport West Co Const | Eastern Valleys |  |  | Operation & operability
FR/19/S091 | SEW-River Ebbw FAS 2 | Casnewydd - Newport | Newport West Co Const | Eastern Valleys |  |  | MEICA assets
FR/19/S093 | SEW - Sea Defences 1 | Casnewydd - Newport | Newport West Co Const | Eastern Valleys | Anchor Head to Lavernock Point | We have no planned maintenance for this system in this current year | Channels
FR/19/S093 | SEW - Sea Defences 1 | Casnewydd - Newport | Newport West Co Const | Eastern Valleys | Anchor Head to Lavernock Point |  | Raised defences
FR/19/S093 | SEW - Sea Defences 1 | Casnewydd - Newport | Newport West Co Const | Eastern Valleys | Anchor Head to Lavernock Point |  | Structures
FR/19/S093 | SEW - Sea Defences 1 | Casnewydd - Newport | Newport West Co Const | Eastern Valleys | Anchor Head to Lavernock Point |  | Non FRM assets
FR/19/S093 | SEW - Sea Defences 1 | Casnewydd - Newport | Newport West Co Const | Eastern Valleys | Anchor Head to Lavernock Point |  | Operation & operability
FR/19/S093 | SEW - Sea Defences 1 | Casnewydd - Newport | Newport West Co Const | Eastern Valleys | Anchor Head to Lavernock Point |  | MEICA assets
FR/19/S094 | SEW - Sea Defences 2 | Sir Fynwy - Monmouthshire | Newport East Co Const | Wye and Usk | Anchor Head to Lavernock Point | This system includes the sea defences between Black Rock and St Pierre. We intend to carry out aquatic weed cutting here. | Channels |  |  | X | [16 empty] | Flood risk |  |  |  |  | 100%
FR/19/S094 | SEW - Sea Defences 2 | Sir Fynwy - Monmouthshire | Newport East Co Const | Wye and Usk | Anchor Head to Lavernock Point |  | Raised defences | [6 empty] | X | [15 empty] | 100%
FR/19/S094 | SEW - Sea Defences 2 | Sir Fynwy - Monmouthshire | Newport East Co Const | Wye and Usk | Anchor Head to Lavernock Point |  | Structures
FR/19/S094 | SEW - Sea Defences 2 | Sir Fynwy - Monmouthshire | Newport East Co Const | Wye and Usk | Anchor Head to Lavernock Point |  | Non FRM assets
FR/19/S094 | SEW - Sea Defences 2 | Sir Fynwy - Monmouthshire | Newport East Co Const | Wye and Usk | Anchor Head to Lavernock Point |  | Operation & operability
FR/19/S094 | SEW - Sea Defences 2 | Sir Fynwy - Monmouthshire | Newport East Co Const | Wye and Usk | Anchor Head to Lavernock Point |  | MEICA assets
FR/19/S095 | SEW - Sea Defences 3 | Sir Fynwy - Monmouthshire | Monmouth Co Const | Wye and Usk | Anchor Head to Lavernock Point | This system includes the reens around the sea defences between Sudbrook and Mathern. Works planned are mowing, operational inspections and spraying works. | Channels |  |  | X | [16 empty] | Flood risk | Environment | 50% | 50%
FR/19/S095 | SEW - Sea Defences 3 | Sir Fynwy - Monmouthshire | Monmouth Co Const | Wye and Usk | Anchor Head to Lavernock Point |  | Raised defences | [6 empty] | X | [12 empty] | Flood risk |  | 50% | 50%
FR/19/S095 | SEW - Sea Defences 3 | Sir Fynwy - Monmouthshire | Monmouth Co Const | Wye and Usk | Anchor Head to Lavernock Point |  | Structures
FR/19/S095 | SEW - Sea Defences 3 | Sir Fynwy - Monmouthshire | Monmouth Co Const | Wye and Usk | Anchor Head to Lavernock Point |  | Non FRM assets
FR/19/S095 | SEW - Sea Defences 3 | Sir Fynwy - Monmouthshire | Monmouth Co Const | Wye and Usk | Anchor Head to Lavernock Point |  | Operation & operability | [13 empty] | X | [5 empty] | Flood risk |  | 20% | 20% | 30% | 30%
FR/19/S095 | SEW - Sea Defences 3 | Sir Fynwy - Monmouthshire | Monmouth Co Const | Wye and Usk | Anchor Head to Lavernock Point |  | MEICA assets
FR/19/S096 | Sennybridge | Powys - Powys | Brecon and Radnorshire Co Const | Wye and Usk |  | This system includes the River Usk at Sennybridge. We intend to carry out waterway clearance and flood defence structure maintenance works. | Channels
FR/19/S096 | Sennybridge | Powys - Powys | Brecon and Radnorshire Co Const | Wye and Usk |  |  | Raised defences
FR/19/S096 | Sennybridge | Powys - Powys | Brecon and Radnorshire Co Const | Wye and Usk |  |  | Structures | [11 empty] | X | [7 empty] | Flood risk |  |  |  |  | 100%
FR/19/S096 | Sennybridge | Powys - Powys | Brecon and Radnorshire Co Const | Wye and Usk |  |  | Non FRM assets
FR/19/S096 | Sennybridge | Powys - Powys | Brecon and Radnorshire Co Const | Wye and Usk |  |  | Operation & operability
FR/19/S096 | Sennybridge | Powys - Powys | Brecon and Radnorshire Co Const | Wye and Usk |  |  | MEICA assets
FR/19/S097 | SEW-Six Bells & Abertillery | Blaenau Gwent - Blaenau Gwent | Blaenau Gwent Co Const | Eastern Valleys |  | This system includes River Ebbw Fach through Six Bells and Abertillery. We intend to carry out flap valve maintenance, mowing, spraying and waterway clearance. | Channels |  |  | X | X | [15 empty] | Flood risk | Environment | 30% | 30% |  | 40%
FR/19/S097 | SEW-Six Bells & Abertillery | Blaenau Gwent - Blaenau Gwent | Blaenau Gwent Co Const | Eastern Valleys |  |  | Raised defences | [6 empty] | X | [12 empty] | Flood risk |  | 50% | 50%
FR/19/S097 | SEW-Six Bells & Abertillery | Blaenau Gwent - Blaenau Gwent | Blaenau Gwent Co Const | Eastern Valleys |  |  | Structures | [11 empty] | X | [7 empty] | Flood risk |  |  |  |  | 100%
FR/19/S097 | SEW-Six Bells & Abertillery | Blaenau Gwent - Blaenau Gwent | Blaenau Gwent Co Const | Eastern Valleys |  |  | Non FRM assets
FR/19/S097 | SEW-Six Bells & Abertillery | Blaenau Gwent - Blaenau Gwent | Blaenau Gwent Co Const | Eastern Valleys |  |  | Operation & operability
FR/19/S097 | SEW-Six Bells & Abertillery | Blaenau Gwent - Blaenau Gwent | Blaenau Gwent Co Const | Eastern Valleys |  |  | MEICA assets
FR/19/S098 | Skenfrith | Sir Fynwy - Monmouthshire | Monmouth Co Const | Wye and Usk |  | This system includes the River Monnow through Skenfrith. We intend to carry out flap valve maintenance, mowing and tree management operations. | Channels
FR/19/S098 | Skenfrith | Sir Fynwy - Monmouthshire | Monmouth Co Const | Wye and Usk |  |  | Raised defences | [5 empty] | X |  |  | X | [10 empty] | Flood risk |  | 30% | 30% |  | 40%
FR/19/S098 | Skenfrith | Sir Fynwy - Monmouthshire | Monmouth Co Const | Wye and Usk |  |  | Structures | [11 empty] | X | [7 empty] | Flood risk |  |  |  |  | 100%
FR/19/S098 | Skenfrith | Sir Fynwy - Monmouthshire | Monmouth Co Const | Wye and Usk |  |  | Non FRM assets
FR/19/S098 | Skenfrith | Sir Fynwy - Monmouthshire | Monmouth Co Const | Wye and Usk |  |  | Operation & operability
FR/19/S098 | Skenfrith | Sir Fynwy - Monmouthshire | Monmouth Co Const | Wye and Usk |  |  | MEICA assets
FR/19/S099 | SEW-Tredegar | Blaenau Gwent - Blaenau Gwent | Blaenau Gwent Co Const | Eastern Valleys |  | We have no planned maintenance for this system in this current year | Channels
FR/19/S099 | SEW-Tredegar | Blaenau Gwent - Blaenau Gwent | Blaenau Gwent Co Const | Eastern Valleys |  |  | Raised defences
FR/19/S099 | SEW-Tredegar | Blaenau Gwent - Blaenau Gwent | Blaenau Gwent Co Const | Eastern Valleys |  |  | Structures
FR/19/S099 | SEW-Tredegar | Blaenau Gwent - Blaenau Gwent | Blaenau Gwent Co Const | Eastern Valleys |  |  | Non FRM assets
FR/19/S099 | SEW-Tredegar | Blaenau Gwent - Blaenau Gwent | Blaenau Gwent Co Const | Eastern Valleys |  |  | Operation & operability
FR/19/S099 | SEW-Tredegar | Blaenau Gwent - Blaenau Gwent | Blaenau Gwent Co Const | Eastern Valleys |  |  | MEICA assets
FR/19/S100 | U/S of Aberbeeg 1 | Blaenau Gwent - Blaenau Gwent | Blaenau Gwent Co Const | Eastern Valleys |  | We have no planned maintenance for this system in this current year | Channels
FR/19/S100 | U/S of Aberbeeg 1 | Blaenau Gwent - Blaenau Gwent | Blaenau Gwent Co Const | Eastern Valleys |  |  | Raised defences
FR/19/S100 | U/S of Aberbeeg 1 | Blaenau Gwent - Blaenau Gwent | Blaenau Gwent Co Const | Eastern Valleys |  |  | Structures
FR/19/S100 | U/S of Aberbeeg 1 | Blaenau Gwent - Blaenau Gwent | Blaenau Gwent Co Const | Eastern Valleys |  |  | Non FRM assets
FR/19/S100 | U/S of Aberbeeg 1 | Blaenau Gwent - Blaenau Gwent | Blaenau Gwent Co Const | Eastern Valleys |  |  | Operation & operability
FR/19/S100 | U/S of Aberbeeg 1 | Blaenau Gwent - Blaenau Gwent | Blaenau Gwent Co Const | Eastern Valleys |  |  | MEICA assets
FR/19/S101 | U/S of Aberbeeg 2 | Blaenau Gwent - Blaenau Gwent | Blaenau Gwent Co Const | Eastern Valleys |  | This system includes the River Ebbw Fawr upstream of Aberbeeg. Flap valve maintenance works are planned. | Channels
FR/19/S101 | U/S of Aberbeeg 2 | Blaenau Gwent - Blaenau Gwent | Blaenau Gwent Co Const | Eastern Valleys |  |  | Raised defences
FR/19/S101 | U/S of Aberbeeg 2 | Blaenau Gwent - Blaenau Gwent | Blaenau Gwent Co Const | Eastern Valleys |  |  | Structures | [11 empty] | X | [7 empty] | Flood risk |  |  |  |  | 100%
FR/19/S101 | U/S of Aberbeeg 2 | Blaenau Gwent - Blaenau Gwent | Blaenau Gwent Co Const | Eastern Valleys |  |  | Non FRM assets
FR/19/S101 | U/S of Aberbeeg 2 | Blaenau Gwent - Blaenau Gwent | Blaenau Gwent Co Const | Eastern Valleys |  |  | Operation & operability
FR/19/S101 | U/S of Aberbeeg 2 | Blaenau Gwent - Blaenau Gwent | Blaenau Gwent Co Const | Eastern Valleys |  |  | MEICA assets
FR/19/S102 | U/S of Abergavenny | Powys - Powys | Brecon and Radnorshire Co Const | Wye and Usk |  | This system includes the Berthin Brook and River Usk. We intend to carry out aquatic weed cut, mowing, spraying and tree management. | Channels |  | X | X | [16 empty] | Flood risk | Environment | 30% |  | 70%
FR/19/S102 | U/S of Abergavenny | Powys - Powys | Brecon and Radnorshire Co Const | Wye and Usk |  |  | Raised defences | [6 empty] | X |  | X | [10 empty] | Flood risk |  | 30% | 70%
FR/19/S102 | U/S of Abergavenny | Powys - Powys | Brecon and Radnorshire Co Const | Wye and Usk |  |  | Structures
FR/19/S102 | U/S of Abergavenny | Powys - Powys | Brecon and Radnorshire Co Const | Wye and Usk |  |  | Non FRM assets
FR/19/S102 | U/S of Abergavenny | Powys - Powys | Brecon and Radnorshire Co Const | Wye and Usk |  |  | Operation & operability
FR/19/S102 | U/S of Abergavenny | Powys - Powys | Brecon and Radnorshire Co Const | Wye and Usk |  |  | MEICA assets
FR/19/S103 | U/S of Abersychan | Tor-faen - Torfaen | Torfaen Co Const | Wye and Usk |  | We have no planned maintenance for this system in this current year | Channels
FR/19/S103 | U/S of Abersychan | Tor-faen - Torfaen | Torfaen Co Const | Wye and Usk |  |  | Raised defences
FR/19/S103 | U/S of Abersychan | Tor-faen - Torfaen | Torfaen Co Const | Wye and Usk |  |  | Structures
FR/19/S103 | U/S of Abersychan | Tor-faen - Torfaen | Torfaen Co Const | Wye and Usk |  |  | Non FRM assets
FR/19/S103 | U/S of Abersychan | Tor-faen - Torfaen | Torfaen Co Const | Wye and Usk |  |  | Operation & operability
FR/19/S103 | U/S of Abersychan | Tor-faen - Torfaen | Torfaen Co Const | Wye and Usk |  |  | MEICA assets
FR/19/S104 | Upstream of Abertillery Park | Blaenau Gwent - Blaenau Gwent | Blaenau Gwent Co Const | Eastern Valleys |  | This system includes the Ebbw Fach between Blaina and Abertillery. We plan to carry out flap valve maintenance works. | Channels
FR/19/S104 | Upstream of Abertillery Park | Blaenau Gwent - Blaenau Gwent | Blaenau Gwent Co Const | Eastern Valleys |  |  | Raised defences
FR/19/S104 | Upstream of Abertillery Park | Blaenau Gwent - Blaenau Gwent | Blaenau Gwent Co Const | Eastern Valleys |  |  | Structures | [11 empty] | X | [7 empty] | Flood risk |  |  |  |  | 100%
FR/19/S104 | Upstream of Abertillery Park | Blaenau Gwent - Blaenau Gwent | Blaenau Gwent Co Const | Eastern Valleys |  |  | Non FRM assets
FR/19/S104 | Upstream of Abertillery Park | Blaenau Gwent - Blaenau Gwent | Blaenau Gwent Co Const | Eastern Valleys |  |  | Operation & operability
FR/19/S104 | Upstream of Abertillery Park | Blaenau Gwent - Blaenau Gwent | Blaenau Gwent Co Const | Eastern Valleys |  |  | MEICA assets
FR/19/S105 | SEW-U/S of Blackwood | Blaenau Gwent - Blaenau Gwent | Blaenau Gwent Co Const | Eastern Valleys |  | We have no planned maintenance for this system in this current year | Channels
FR/19/S105 | SEW-U/S of Blackwood | Blaenau Gwent - Blaenau Gwent | Blaenau Gwent Co Const | Eastern Valleys |  |  | Raised defences
FR/19/S105 | SEW-U/S of Blackwood | Blaenau Gwent - Blaenau Gwent | Blaenau Gwent Co Const | Eastern Valleys |  |  | Structures
FR/19/S105 | SEW-U/S of Blackwood | Blaenau Gwent - Blaenau Gwent | Blaenau Gwent Co Const | Eastern Valleys |  |  | Non FRM assets
FR/19/S105 | SEW-U/S of Blackwood | Blaenau Gwent - Blaenau Gwent | Blaenau Gwent Co Const | Eastern Valleys |  |  | Operation & operability
FR/19/S105 | SEW-U/S of Blackwood | Blaenau Gwent - Blaenau Gwent | Blaenau Gwent Co Const | Eastern Valleys |  |  | MEICA assets
FR/19/S106 | U/S of Brecon | Powys - Powys | Brecon and Radnorshire Co Const | Wye and Usk |  | This system includes the River Honddu. We plan to carry out tree maintenance works. | Channels
FR/19/S106 | U/S of Brecon | Powys - Powys | Brecon and Radnorshire Co Const | Wye and Usk |  |  | Raised defences | [8 empty] | X | [10 empty] | Flood risk |  | 50% |  | 50%
FR/19/S106 | U/S of Brecon | Powys - Powys | Brecon and Radnorshire Co Const | Wye and Usk |  |  | Structures
FR/19/S106 | U/S of Brecon | Powys - Powys | Brecon and Radnorshire Co Const | Wye and Usk |  |  | Non FRM assets
FR/19/S106 | U/S of Brecon | Powys - Powys | Brecon and Radnorshire Co Const | Wye and Usk |  |  | Operation & operability
FR/19/S106 | U/S of Brecon | Powys - Powys | Brecon and Radnorshire Co Const | Wye and Usk |  |  | MEICA assets
FR/19/S107 | SEW - U/S of Builth Wells1 | Powys - Powys | Brecon and Radnorshire Co Const | Wye and Usk |  | We have no planned maintenance for this system in this current year | Channels
FR/19/S107 | SEW - U/S of Builth Wells1 | Powys - Powys | Brecon and Radnorshire Co Const | Wye and Usk |  |  | Raised defences
FR/19/S107 | SEW - U/S of Builth Wells1 | Powys - Powys | Brecon and Radnorshire Co Const | Wye and Usk |  |  | Structures
FR/19/S107 | SEW - U/S of Builth Wells1 | Powys - Powys | Brecon and Radnorshire Co Const | Wye and Usk |  |  | Non FRM assets
FR/19/S107 | SEW - U/S of Builth Wells1 | Powys - Powys | Brecon and Radnorshire Co Const | Wye and Usk |  |  | Operation & operability
FR/19/S107 | SEW - U/S of Builth Wells1 | Powys - Powys | Brecon and Radnorshire Co Const | Wye and Usk |  |  | MEICA assets
FR/19/S108 | Wye-U/S Chepstow (Tidal) | Sir Fynwy - Monmouthshire | Monmouth Co Const | Wye and Usk |  | We have no planned maintenance for this system in this current year | Channels
FR/19/S108 | Wye-U/S Chepstow (Tidal) | Sir Fynwy - Monmouthshire | Monmouth Co Const | Wye and Usk |  |  | Raised defences
FR/19/S108 | Wye-U/S Chepstow (Tidal) | Sir Fynwy - Monmouthshire | Monmouth Co Const | Wye and Usk |  |  | Structures
FR/19/S108 | Wye-U/S Chepstow (Tidal) | Sir Fynwy - Monmouthshire | Monmouth Co Const | Wye and Usk |  |  | Non FRM assets
FR/19/S108 | Wye-U/S Chepstow (Tidal) | Sir Fynwy - Monmouthshire | Monmouth Co Const | Wye and Usk |  |  | Operation & operability
FR/19/S108 | Wye-U/S Chepstow (Tidal) | Sir Fynwy - Monmouthshire | Monmouth Co Const | Wye and Usk |  |  | MEICA assets
FR/19/S109 | Wye-U/s Chepstow (Fluvial | Sir Fynwy - Monmouthshire | Monmouth Co Const | Wye and Usk |  | We have no planned maintenance for this system in this current year | Channels
FR/19/S109 | Wye-U/s Chepstow (Fluvial | Sir Fynwy - Monmouthshire | Monmouth Co Const | Wye and Usk |  |  | Raised defences
FR/19/S109 | Wye-U/s Chepstow (Fluvial | Sir Fynwy - Monmouthshire | Monmouth Co Const | Wye and Usk |  |  | Structures
FR/19/S109 | Wye-U/s Chepstow (Fluvial | Sir Fynwy - Monmouthshire | Monmouth Co Const | Wye and Usk |  |  | Non FRM assets
FR/19/S109 | Wye-U/s Chepstow (Fluvial | Sir Fynwy - Monmouthshire | Monmouth Co Const | Wye and Usk |  |  | Operation & operability
FR/19/S109 | Wye-U/s Chepstow (Fluvial | Sir Fynwy - Monmouthshire | Monmouth Co Const | Wye and Usk |  |  | MEICA assets
FR/19/S110 | U/S of Crickhowell | Powys - Powys | Brecon and Radnorshire Co Const | Wye and Usk |  | We have no planned maintenance for this system in this current year | Channels
FR/19/S110 | U/S of Crickhowell | Powys - Powys | Brecon and Radnorshire Co Const | Wye and Usk |  |  | Raised defences
FR/19/S110 | U/S of Crickhowell | Powys - Powys | Brecon and Radnorshire Co Const | Wye and Usk |  |  | Structures
FR/19/S110 | U/S of Crickhowell | Powys - Powys | Brecon and Radnorshire Co Const | Wye and Usk |  |  | Non FRM assets
FR/19/S110 | U/S of Crickhowell | Powys - Powys | Brecon and Radnorshire Co Const | Wye and Usk |  |  | Operation & operability
FR/19/S110 | U/S of Crickhowell | Powys - Powys | Brecon and Radnorshire Co Const | Wye and Usk |  |  | MEICA assets
FR/19/S111 | SEW-U/S of crosskeys | Caerffili - Caerphilly | Islwyn Co Const | Eastern Valleys |  | This system includes the River Sirhowy, upstream of Cross Keys. We have flap valve maintenance planned for this system. | Channels
FR/19/S111 | SEW-U/S of crosskeys | Caerffili - Caerphilly | Islwyn Co Const | Eastern Valleys |  |  | Raised defences
FR/19/S111 | SEW-U/S of crosskeys | Caerffili - Caerphilly | Islwyn Co Const | Eastern Valleys |  |  | Structures | [11 empty] | X | [7 empty] | Flood risk |  |  |  |  | 100%
FR/19/S111 | SEW-U/S of crosskeys | Caerffili - Caerphilly | Islwyn Co Const | Eastern Valleys |  |  | Non FRM assets
FR/19/S111 | SEW-U/S of crosskeys | Caerffili - Caerphilly | Islwyn Co Const | Eastern Valleys |  |  | Operation & operability
FR/19/S111 | SEW-U/S of crosskeys | Caerffili - Caerphilly | Islwyn Co Const | Eastern Valleys |  |  | MEICA assets
FR/19/S112 | SEW-U/S of Crumlin | Blaenau Gwent - Blaenau Gwent | Blaenau Gwent Co Const | Eastern Valleys |  | We have no planned maintenance for this system in this current year | Channels
FR/19/S112 | SEW-U/S of Crumlin | Blaenau Gwent - Blaenau Gwent | Blaenau Gwent Co Const | Eastern Valleys |  |  | Raised defences
FR/19/S112 | SEW-U/S of Crumlin | Blaenau Gwent - Blaenau Gwent | Blaenau Gwent Co Const | Eastern Valleys |  |  | Structures
FR/19/S112 | SEW-U/S of Crumlin | Blaenau Gwent - Blaenau Gwent | Blaenau Gwent Co Const | Eastern Valleys |  |  | Non FRM assets
FR/19/S112 | SEW-U/S of Crumlin | Blaenau Gwent - Blaenau Gwent | Blaenau Gwent Co Const | Eastern Valleys |  |  | Operation & operability
FR/19/S112 | SEW-U/S of Crumlin | Blaenau Gwent - Blaenau Gwent | Blaenau Gwent Co Const | Eastern Valleys |  |  | MEICA assets
FR/19/S113 | SEW-U/S of Cwmfelinfach | Caerffili - Caerphilly | Islwyn Co Const | Eastern Valleys |  | We have no planned maintenance for this system in this current year | Channels
FR/19/S113 | SEW-U/S of Cwmfelinfach | Caerffili - Caerphilly | Islwyn Co Const | Eastern Valleys |  |  | Raised defences
FR/19/S113 | SEW-U/S of Cwmfelinfach | Caerffili - Caerphilly | Islwyn Co Const | Eastern Valleys |  |  | Structures
FR/19/S113 | SEW-U/S of Cwmfelinfach | Caerffili - Caerphilly | Islwyn Co Const | Eastern Valleys |  |  | Non FRM assets
FR/19/S113 | SEW-U/S of Cwmfelinfach | Caerffili - Caerphilly | Islwyn Co Const | Eastern Valleys |  |  | Operation & operability
FR/19/S113 | SEW-U/S of Cwmfelinfach | Caerffili - Caerphilly | Islwyn Co Const | Eastern Valleys |  |  | MEICA assets
FR/19/S117 | U/S of Glasbury | Powys - Powys | Brecon and Radnorshire Co Const | Wye and Usk |  | We have no planned maintenance for this system in this current year | Channels
FR/19/S117 | U/S of Glasbury | Powys - Powys | Brecon and Radnorshire Co Const | Wye and Usk |  |  | Raised defences
FR/19/S117 | U/S of Glasbury | Powys - Powys | Brecon and Radnorshire Co Const | Wye and Usk |  |  | Structures
FR/19/S117 | U/S of Glasbury | Powys - Powys | Brecon and Radnorshire Co Const | Wye and Usk |  |  | Non FRM assets
FR/19/S117 | U/S of Glasbury | Powys - Powys | Brecon and Radnorshire Co Const | Wye and Usk |  |  | Operation & operability
FR/19/S117 | U/S of Glasbury | Powys - Powys | Brecon and Radnorshire Co Const | Wye and Usk |  |  | MEICA assets
FR/19/S118 | U/S of Hereford 1 | Powys - Powys | Brecon and Radnorshire Co Const | Wye and Usk |  | We have no planned maintenance for this system in this current year | Channels
FR/19/S118 | U/S of Hereford 1 | Powys - Powys | Brecon and Radnorshire Co Const | Wye and Usk |  |  | Raised defences
FR/19/S118 | U/S of Hereford 1 | Powys - Powys | Brecon and Radnorshire Co Const | Wye and Usk |  |  | Structures
FR/19/S118 | U/S of Hereford 1 | Powys - Powys | Brecon and Radnorshire Co Const | Wye and Usk |  |  | Non FRM assets
FR/19/S118 | U/S of Hereford 1 | Powys - Powys | Brecon and Radnorshire Co Const | Wye and Usk |  |  | Operation & operability
FR/19/S118 | U/S of Hereford 1 | Powys - Powys | Brecon and Radnorshire Co Const | Wye and Usk |  |  | MEICA assets
FR/19/S122 | U/S Kington | Powys - Powys | Brecon and Radnorshire Co Const | Wye and Usk |  | We have no planned maintenance for this system in this current year | Channels
FR/19/S122 | U/S Kington | Powys - Powys | Brecon and Radnorshire Co Const | Wye and Usk |  |  | Raised defences
FR/19/S122 | U/S Kington | Powys - Powys | Brecon and Radnorshire Co Const | Wye and Usk |  |  | Structures
FR/19/S122 | U/S Kington | Powys - Powys | Brecon and Radnorshire Co Const | Wye and Usk |  |  | Non FRM assets
FR/19/S122 | U/S Kington | Powys - Powys | Brecon and Radnorshire Co Const | Wye and Usk |  |  | Operation & operability
FR/19/S122 | U/S Kington | Powys - Powys | Brecon and Radnorshire Co Const | Wye and Usk |  |  | MEICA assets
FR/19/S123 | U/S of Leominster | Powys - Powys | Brecon and Radnorshire Co Const | Wye and Usk |  | We have no planned maintenace for this system in this current year | Channels
FR/19/S123 | U/S of Leominster | Powys - Powys | Brecon and Radnorshire Co Const | Wye and Usk |  |  | Raised defences
FR/19/S123 | U/S of Leominster | Powys - Powys | Brecon and Radnorshire Co Const | Wye and Usk |  |  | Structures
FR/19/S123 | U/S of Leominster | Powys - Powys | Brecon and Radnorshire Co Const | Wye and Usk |  |  | Non FRM assets
FR/19/S123 | U/S of Leominster | Powys - Powys | Brecon and Radnorshire Co Const | Wye and Usk |  |  | Operation & operability
FR/19/S123 | U/S of Leominster | Powys - Powys | Brecon and Radnorshire Co Const | Wye and Usk |  |  | MEICA assets
FR/19/S124 | U/S Monmouth | Sir Fynwy - Monmouthshire | Monmouth Co Const | Wye and Usk |  | This system includes the River Trothy. We plan to carry out tree management work. | Channels
FR/19/S124 | U/S Monmouth | Sir Fynwy - Monmouthshire | Monmouth Co Const | Wye and Usk |  |  | Raised defences | [8 empty] | X | [10 empty] | Flood risk |  |  |  |  | 100%
FR/19/S124 | U/S Monmouth | Sir Fynwy - Monmouthshire | Monmouth Co Const | Wye and Usk |  |  | Structures
FR/19/S124 | U/S Monmouth | Sir Fynwy - Monmouthshire | Monmouth Co Const | Wye and Usk |  |  | Non FRM assets
FR/19/S124 | U/S Monmouth | Sir Fynwy - Monmouthshire | Monmouth Co Const | Wye and Usk |  |  | Operation & operability
FR/19/S124 | U/S Monmouth | Sir Fynwy - Monmouthshire | Monmouth Co Const | Wye and Usk |  |  | MEICA assets
FR/19/S125 | U/S of Monmouth 2 | Sir Fynwy - Monmouthshire | Monmouth Co Const | Wye and Usk |  | We have no planned maintenance for this system in this current year | Channels
FR/19/S125 | U/S of Monmouth 2 | Sir Fynwy - Monmouthshire | Monmouth Co Const | Wye and Usk |  |  | Raised defences
FR/19/S125 | U/S of Monmouth 2 | Sir Fynwy - Monmouthshire | Monmouth Co Const | Wye and Usk |  |  | Structures
FR/19/S125 | U/S of Monmouth 2 | Sir Fynwy - Monmouthshire | Monmouth Co Const | Wye and Usk |  |  | Non FRM assets
FR/19/S125 | U/S of Monmouth 2 | Sir Fynwy - Monmouthshire | Monmouth Co Const | Wye and Usk |  |  | Operation & operability
FR/19/S125 | U/S of Monmouth 2 | Sir Fynwy - Monmouthshire | Monmouth Co Const | Wye and Usk |  |  | MEICA assets
FR/19/S126 | SEW - Upstream of Newport 1 | Sir Fynwy - Monmouthshire | Monmouth Co Const | Wye and Usk |  | We have no planned maintenance for this system in this current year | Channels |  |  | X | [16 empty] | Flood risk
FR/19/S126 | SEW - Upstream of Newport 1 | Sir Fynwy - Monmouthshire | Monmouth Co Const | Wye and Usk |  |  | Raised defences | [5 empty] | X | [13 empty] | Flood risk
FR/19/S126 | SEW - Upstream of Newport 1 | Sir Fynwy - Monmouthshire | Monmouth Co Const | Wye and Usk |  |  | Structures
FR/19/S126 | SEW - Upstream of Newport 1 | Sir Fynwy - Monmouthshire | Monmouth Co Const | Wye and Usk |  |  | Non FRM assets
FR/19/S126 | SEW - Upstream of Newport 1 | Sir Fynwy - Monmouthshire | Monmouth Co Const | Wye and Usk |  |  | Operation & operability
FR/19/S126 | SEW - Upstream of Newport 1 | Sir Fynwy - Monmouthshire | Monmouth Co Const | Wye and Usk |  |  | MEICA assets
FR/19/S127 | U/S of Newport 2 | Sir Fynwy - Monmouthshire | Monmouth Co Const | Wye and Usk |  | We have no planned maintenace for this system in this current year | Channels
FR/19/S127 | U/S of Newport 2 | Sir Fynwy - Monmouthshire | Monmouth Co Const | Wye and Usk |  |  | Raised defences
FR/19/S127 | U/S of Newport 2 | Sir Fynwy - Monmouthshire | Monmouth Co Const | Wye and Usk |  |  | Structures
FR/19/S127 | U/S of Newport 2 | Sir Fynwy - Monmouthshire | Monmouth Co Const | Wye and Usk |  |  | Non FRM assets
FR/19/S127 | U/S of Newport 2 | Sir Fynwy - Monmouthshire | Monmouth Co Const | Wye and Usk |  |  | Operation & operability
FR/19/S127 | U/S of Newport 2 | Sir Fynwy - Monmouthshire | Monmouth Co Const | Wye and Usk |  |  | MEICA assets
FR/19/S128 | SEW - U/S of Ponthir | Tor-faen - Torfaen | Monmouth Co Const | Wye and Usk |  | We have no planned maintenance for this system in this current year | Channels
FR/19/S128 | SEW - U/S of Ponthir | Tor-faen - Torfaen | Monmouth Co Const | Wye and Usk |  |  | Raised defences
FR/19/S128 | SEW - U/S of Ponthir | Tor-faen - Torfaen | Monmouth Co Const | Wye and Usk |  |  | Structures
FR/19/S128 | SEW - U/S of Ponthir | Tor-faen - Torfaen | Monmouth Co Const | Wye and Usk |  |  | Non FRM assets
FR/19/S128 | SEW - U/S of Ponthir | Tor-faen - Torfaen | Monmouth Co Const | Wye and Usk |  |  | Operation & operability
FR/19/S128 | SEW - U/S of Ponthir | Tor-faen - Torfaen | Monmouth Co Const | Wye and Usk |  |  | MEICA assets
FR/19/S129 | Upstream of Presteigne | Powys - Powys | Brecon and Radnorshire Co Const | Wye and Usk |  | We have no planned maintenance for this system in this current year | Channels
FR/19/S129 | Upstream of Presteigne | Powys - Powys | Brecon and Radnorshire Co Const | Wye and Usk |  |  | Raised defences
FR/19/S129 | Upstream of Presteigne | Powys - Powys | Brecon and Radnorshire Co Const | Wye and Usk |  |  | Structures
FR/19/S129 | Upstream of Presteigne | Powys - Powys | Brecon and Radnorshire Co Const | Wye and Usk |  |  | Non FRM assets
FR/19/S129 | Upstream of Presteigne | Powys - Powys | Brecon and Radnorshire Co Const | Wye and Usk |  |  | Operation & operability
FR/19/S129 | Upstream of Presteigne | Powys - Powys | Brecon and Radnorshire Co Const | Wye and Usk |  |  | MEICA assets
FR/19/S131 | U/S Skenfrith | Sir Fynwy - Monmouthshire | Monmouth Co Const | Wye and Usk |  | We have no planned maintenance for this system in this current year | Channels
FR/19/S131 | U/S Skenfrith | Sir Fynwy - Monmouthshire | Monmouth Co Const | Wye and Usk |  |  | Raised defences
FR/19/S131 | U/S Skenfrith | Sir Fynwy - Monmouthshire | Monmouth Co Const | Wye and Usk |  |  | Structures
FR/19/S131 | U/S Skenfrith | Sir Fynwy - Monmouthshire | Monmouth Co Const | Wye and Usk |  |  | Non FRM assets
FR/19/S131 | U/S Skenfrith | Sir Fynwy - Monmouthshire | Monmouth Co Const | Wye and Usk |  |  | Operation & operability
FR/19/S131 | U/S Skenfrith | Sir Fynwy - Monmouthshire | Monmouth Co Const | Wye and Usk |  |  | MEICA assets
FR/19/S132 | U/S of Usk Town 1 | Sir Fynwy - Monmouthshire | Monmouth Co Const | Wye and Usk |  | This system includes the River usk near Usk Town. We intend to carry out waterway clearance and tree management operations. | Channels
FR/19/S132 | U/S of Usk Town 1 | Sir Fynwy - Monmouthshire | Monmouth Co Const | Wye and Usk |  |  | Raised defences | [8 empty] | X | [10 empty] | Flood risk |  |  |  | 100%
FR/19/S132 | U/S of Usk Town 1 | Sir Fynwy - Monmouthshire | Monmouth Co Const | Wye and Usk |  |  | Structures
FR/19/S132 | U/S of Usk Town 1 | Sir Fynwy - Monmouthshire | Monmouth Co Const | Wye and Usk |  |  | Non FRM assets
FR/19/S132 | U/S of Usk Town 1 | Sir Fynwy - Monmouthshire | Monmouth Co Const | Wye and Usk |  |  | Operation & operability
FR/19/S132 | U/S of Usk Town 1 | Sir Fynwy - Monmouthshire | Monmouth Co Const | Wye and Usk |  |  | MEICA assets
FR/19/S133 | U/S of Usk Town 2 | Sir Fynwy - Monmouthshire | Monmouth Co Const | Wye and Usk |  | This system includes the Olway Brook. We intend to carry out waterway clearance operations this year. | Channels |  |  | X | X | [15 empty] | Flood risk | Environment |  | 100%
FR/19/S133 | U/S of Usk Town 2 | Sir Fynwy - Monmouthshire | Monmouth Co Const | Wye and Usk |  |  | Raised defences
FR/19/S133 | U/S of Usk Town 2 | Sir Fynwy - Monmouthshire | Monmouth Co Const | Wye and Usk |  |  | Structures
FR/19/S133 | U/S of Usk Town 2 | Sir Fynwy - Monmouthshire | Monmouth Co Const | Wye and Usk |  |  | Non FRM assets
FR/19/S133 | U/S of Usk Town 2 | Sir Fynwy - Monmouthshire | Monmouth Co Const | Wye and Usk |  |  | Operation & operability
FR/19/S133 | U/S of Usk Town 2 | Sir Fynwy - Monmouthshire | Monmouth Co Const | Wye and Usk |  |  | MEICA assets
FR/19/S134 | Usk Town | Sir Fynwy - Monmouthshire | Monmouth Co Const | Wye and Usk |  | This system includes the River Usk through Usk Town. We intend to carry out flap valve maintenance, mowing, spraying and tree management operations. | Channels |  |  | X | [16 empty] | Flood risk | Environment | 50% |  | 50%
FR/19/S134 | Usk Town | Sir Fynwy - Monmouthshire | Monmouth Co Const | Wye and Usk |  |  | Raised defences | [6 empty] | X |  | X | [10 empty] | Flood risk |  | 30% | 30% |  | 40%
FR/19/S134 | Usk Town | Sir Fynwy - Monmouthshire | Monmouth Co Const | Wye and Usk |  |  | Structures | [11 empty] | X | [7 empty] | Flood risk |  |  |  |  | 100%
FR/19/S134 | Usk Town | Sir Fynwy - Monmouthshire | Monmouth Co Const | Wye and Usk |  |  | Non FRM assets
FR/19/S134 | Usk Town | Sir Fynwy - Monmouthshire | Monmouth Co Const | Wye and Usk |  |  | Operation & operability
FR/19/S134 | Usk Town | Sir Fynwy - Monmouthshire | Monmouth Co Const | Wye and Usk |  |  | MEICA assets
FR/19/S135 | SEW - Wentlooge Levels 1 | Caerdydd - Cardiff | Cardiff South and Penarth Boro Const | Eastern Valleys | Anchor Head to Lavernock Point | This system includes various reens along the sea defences between Cardiff and Usk estuary. Works to be undertaken include aquatic weed cutting, mowing, sea door inspections and spraying. | Channels |  | X | X | [16 empty] | Flood risk | Environment | 20% | 20% | 30% | 30%
FR/19/S135 | SEW - Wentlooge Levels 1 | Caerdydd - Cardiff | Cardiff South and Penarth Boro Const | Eastern Valleys | Anchor Head to Lavernock Point |  | Raised defences | [6 empty] | X | [12 empty] | Flood risk |  | 50% | 50%
FR/19/S135 | SEW - Wentlooge Levels 1 | Caerdydd - Cardiff | Cardiff South and Penarth Boro Const | Eastern Valleys | Anchor Head to Lavernock Point |  | Structures
FR/19/S135 | SEW - Wentlooge Levels 1 | Caerdydd - Cardiff | Cardiff South and Penarth Boro Const | Eastern Valleys | Anchor Head to Lavernock Point |  | Non FRM assets
FR/19/S135 | SEW - Wentlooge Levels 1 | Caerdydd - Cardiff | Cardiff South and Penarth Boro Const | Eastern Valleys | Anchor Head to Lavernock Point |  | Operation & operability | [13 empty] | X | [5 empty] | Flood risk |  | 20% | 20% | 30% | 30%
FR/19/S135 | SEW - Wentlooge Levels 1 | Caerdydd - Cardiff | Cardiff South and Penarth Boro Const | Eastern Valleys | Anchor Head to Lavernock Point |  | MEICA assets
FR/19/S136 | SEW - Wentlooge Levels 2 | Casnewydd - Newport | Newport West Co Const | Eastern Valleys |  | This system includes the Broadway / Drenewydd Reens around the Peterstone area. Planned works include aquatic weed cutting, mowing, sea door inspection and spraying. | Channels |  | X | X | [16 empty] | Flood risk | Environment | 30% | 30% |  | 40%
FR/19/S136 | SEW - Wentlooge Levels 2 | Casnewydd - Newport | Newport West Co Const | Eastern Valleys |  |  | Raised defences | [6 empty] | X | [12 empty] | Flood risk |  | 50% | 50%
FR/19/S136 | SEW - Wentlooge Levels 2 | Casnewydd - Newport | Newport West Co Const | Eastern Valleys |  |  | Structures
FR/19/S136 | SEW - Wentlooge Levels 2 | Casnewydd - Newport | Newport West Co Const | Eastern Valleys |  |  | Non FRM assets
FR/19/S136 | SEW - Wentlooge Levels 2 | Casnewydd - Newport | Newport West Co Const | Eastern Valleys |  |  | Operation & operability | [13 empty] | X | [5 empty] | Flood risk |  | 20% | 20% | 30% | 30%
FR/19/S136 | SEW - Wentlooge Levels 2 | Casnewydd - Newport | Newport West Co Const | Eastern Valleys |  |  | MEICA assets
FR/19/S137 | SEW-Ynysddu | Caerffili - Caerphilly | Islwyn Co Const | Eastern Valleys |  | This system includes the river Sirhowy around the village of Ynysddu. Intended works to include flap valve maintenance, mowing, spraying and waterway clearance. | Channels |  |  | X | X | [15 empty] | Flood risk | Environment | 50% | 50%
FR/19/S137 | SEW-Ynysddu | Caerffili - Caerphilly | Islwyn Co Const | Eastern Valleys |  |  | Raised defences | [6 empty] | X | [12 empty] | Flood risk |  | 30% | 30% |  | 40%
FR/19/S137 | SEW-Ynysddu | Caerffili - Caerphilly | Islwyn Co Const | Eastern Valleys |  |  | Structures | [11 empty] | X | [7 empty] | Flood risk |  |  |  |  | 100%
FR/19/S137 | SEW-Ynysddu | Caerffili - Caerphilly | Islwyn Co Const | Eastern Valleys |  |  | Non FRM assets
FR/19/S137 | SEW-Ynysddu | Caerffili - Caerphilly | Islwyn Co Const | Eastern Valleys |  |  | Operation & operability
FR/19/S137 | SEW-Ynysddu | Caerffili - Caerphilly | Islwyn Co Const | Eastern Valleys |  |  | MEICA assets
FR/19/S138 | SEW-Ynysddu to Blackwood | Caerffili - Caerphilly | Islwyn Co Const | Eastern Valleys |  | We have no planned maintenance for this system in this current year | Channels
FR/19/S138 | SEW-Ynysddu to Blackwood | Caerffili - Caerphilly | Islwyn Co Const | Eastern Valleys |  |  | Raised defences
FR/19/S138 | SEW-Ynysddu to Blackwood | Caerffili - Caerphilly | Islwyn Co Const | Eastern Valleys |  |  | Structures
FR/19/S138 | SEW-Ynysddu to Blackwood | Caerffili - Caerphilly | Islwyn Co Const | Eastern Valleys |  |  | Non FRM assets
FR/19/S138 | SEW-Ynysddu to Blackwood | Caerffili - Caerphilly | Islwyn Co Const | Eastern Valleys |  |  | Operation & operability
FR/19/S138 | SEW-Ynysddu to Blackwood | Caerffili - Caerphilly | Islwyn Co Const | Eastern Valleys |  |  | MEICA assets
FR/19/S139 | Gwendraeth Fach UFRM System | Sir Gaerfyrddin - Carmarthenshire | Carmarthen East and Dinefwr Co Const | Loughor to Taf |  | Flood risk asset maintenance to include invasive weed control, maintenance of flap valves and similar flood defence structures and vegetation management on raised defences to target condition. | Channels
FR/19/S139 | Gwendraeth Fach UFRM System | Sir Gaerfyrddin - Carmarthenshire | Carmarthen East and Dinefwr Co Const | Loughor to Taf |  |  | Raised defences | [5 empty] | x | x | [12 empty] | Flood Risk |  |  | 100
FR/19/S139 | Gwendraeth Fach UFRM System | Sir Gaerfyrddin - Carmarthenshire | Carmarthen East and Dinefwr Co Const | Loughor to Taf |  |  | Structures | [11 empty] | x | [7 empty] | Flood Risk |  | 30% | 20% | 30% | 20%
FR/19/S139 | Gwendraeth Fach UFRM System | Sir Gaerfyrddin - Carmarthenshire | Carmarthen East and Dinefwr Co Const | Loughor to Taf |  |  | Non FRM assets
FR/19/S139 | Gwendraeth Fach UFRM System | Sir Gaerfyrddin - Carmarthenshire | Carmarthen East and Dinefwr Co Const | Loughor to Taf |  |  | Operation & operability
FR/19/S139 | Gwendraeth Fach UFRM System | Sir Gaerfyrddin - Carmarthenshire | Carmarthen East and Dinefwr Co Const | Loughor to Taf |  |  | MEICA assets
FR/19/S140 | Gwendraeth Fach RFRM System | Sir Gaerfyrddin - Carmarthenshire | Carmarthen East and Dinefwr Co Const | Loughor to Taf |  | We have no planned maintenance for this system in this current year | Channels
FR/19/S140 | Gwendraeth Fach RFRM System | Sir Gaerfyrddin - Carmarthenshire | Carmarthen East and Dinefwr Co Const | Loughor to Taf |  |  | Raised defences
FR/19/S140 | Gwendraeth Fach RFRM System | Sir Gaerfyrddin - Carmarthenshire | Carmarthen East and Dinefwr Co Const | Loughor to Taf |  |  | Structures
FR/19/S140 | Gwendraeth Fach RFRM System | Sir Gaerfyrddin - Carmarthenshire | Carmarthen East and Dinefwr Co Const | Loughor to Taf |  |  | Non FRM assets
FR/19/S140 | Gwendraeth Fach RFRM System | Sir Gaerfyrddin - Carmarthenshire | Carmarthen East and Dinefwr Co Const | Loughor to Taf |  |  | Operation & operability
FR/19/S140 | Gwendraeth Fach RFRM System | Sir Gaerfyrddin - Carmarthenshire | Carmarthen East and Dinefwr Co Const | Loughor to Taf |  |  | MEICA assets
FR/19/S141 | Gwendraeth Fawr UFRM System | Sir Gaerfyrddin - Carmarthenshire | Llanelli Co Const | Loughor to Taf | Lavernock Point to St Ann's Head | Flood risk asset maintenance to include invasive weed control, shoal management, maintenance of safety measures, maintenance of flap valves and similar flood defence structures and channel clearance to maintain conveyance to target condition. | Channels | x |  | x | x | [15 empty] | Flood risk |  | 20% | 40% | 20% | 20%
FR/19/S141 | Gwendraeth Fawr UFRM System | Sir Gaerfyrddin - Carmarthenshire | Llanelli Co Const | Loughor to Taf | Lavernock Point to St Ann's Head |  | Raised defences
FR/19/S141 | Gwendraeth Fawr UFRM System | Sir Gaerfyrddin - Carmarthenshire | Llanelli Co Const | Loughor to Taf | Lavernock Point to St Ann's Head |  | Structures | [11 empty] | x | [7 empty] | Flood risk | H&S/legal/statutory | 30% | 20% | 30% | 20%
FR/19/S141 | Gwendraeth Fawr UFRM System | Sir Gaerfyrddin - Carmarthenshire | Llanelli Co Const | Loughor to Taf | Lavernock Point to St Ann's Head |  | Non FRM assets
FR/19/S141 | Gwendraeth Fawr UFRM System | Sir Gaerfyrddin - Carmarthenshire | Llanelli Co Const | Loughor to Taf | Lavernock Point to St Ann's Head |  | Operation & operability
FR/19/S141 | Gwendraeth Fawr UFRM System | Sir Gaerfyrddin - Carmarthenshire | Llanelli Co Const | Loughor to Taf | Lavernock Point to St Ann's Head |  | MEICA assets
FR/19/S142 | Stoney Drain RFRM System | Sir Gaerfyrddin - Carmarthenshire | Llanelli Co Const | Loughor to Taf | Lavernock Point to St Ann's Head | Flood risk asset maintenance to include weed and silt control by an excavator, maintenance of flap valves and similar flood defence structures and channel clearance to maintain conveyance to target condition. | Channels |  |  | x | x | [15 empty] | Flood risk |  | 20% | 10% | 20% | 50%
FR/19/S142 | Stoney Drain RFRM System | Sir Gaerfyrddin - Carmarthenshire | Llanelli Co Const | Loughor to Taf | Lavernock Point to St Ann's Head |  | Raised defences
FR/19/S142 | Stoney Drain RFRM System | Sir Gaerfyrddin - Carmarthenshire | Llanelli Co Const | Loughor to Taf | Lavernock Point to St Ann's Head |  | Structures | [11 empty] | x | [7 empty] | Flood risk |  | 20% | 30% | 20% | 30%
FR/19/S142 | Stoney Drain RFRM System | Sir Gaerfyrddin - Carmarthenshire | Llanelli Co Const | Loughor to Taf | Lavernock Point to St Ann's Head |  | Non FRM assets
FR/19/S142 | Stoney Drain RFRM System | Sir Gaerfyrddin - Carmarthenshire | Llanelli Co Const | Loughor to Taf | Lavernock Point to St Ann's Head |  | Operation & operability
FR/19/S142 | Stoney Drain RFRM System | Sir Gaerfyrddin - Carmarthenshire | Llanelli Co Const | Loughor to Taf | Lavernock Point to St Ann's Head |  | MEICA assets
FR/19/S143 | Swanpool Rfrms | Sir Gaerfyrddin - Carmarthenshire | Llanelli Co Const | Loughor to Taf | Lavernock Point to St Ann's Head | Flood risk asset maintenance to include weed and silt control by an excavator, maintenance of flap valves and similar flood defence structures and channel clearance to maintain conveyance to target condition. | Channels |  |  | x | x | [15 empty] | Flood risk |  | 10% | 10% | 10% | 60%
FR/19/S143 | Swanpool Rfrms | Sir Gaerfyrddin - Carmarthenshire | Llanelli Co Const | Loughor to Taf | Lavernock Point to St Ann's Head |  | Raised defences
FR/19/S143 | Swanpool Rfrms | Sir Gaerfyrddin - Carmarthenshire | Llanelli Co Const | Loughor to Taf | Lavernock Point to St Ann's Head |  | Structures | [11 empty] | x | [7 empty] | Flood risk | H&S/legal/statutory | 30% | 20% | 30% | 20%
FR/19/S143 | Swanpool Rfrms | Sir Gaerfyrddin - Carmarthenshire | Llanelli Co Const | Loughor to Taf | Lavernock Point to St Ann's Head |  | Non FRM assets
FR/19/S143 | Swanpool Rfrms | Sir Gaerfyrddin - Carmarthenshire | Llanelli Co Const | Loughor to Taf | Lavernock Point to St Ann's Head |  | Operation & operability
FR/19/S143 | Swanpool Rfrms | Sir Gaerfyrddin - Carmarthenshire | Llanelli Co Const | Loughor to Taf | Lavernock Point to St Ann's Head |  | MEICA assets
FR/19/S144 | Upper Llwchr Ufrm System | Sir Gaerfyrddin - Carmarthenshire | Carmarthen East and Dinefwr Co Const | Loughor to Taf |  | Flood risk asset maintenance to include invasive weed control, maintenance of flap valves and similar flood defence structures and channel clearance to maintain conveyance to target condition. | Channels |  | x | x | x | [15 empty] | Flood risk |  | 20% | 10% | 50% | 10%
FR/19/S144 | Upper Llwchr Ufrm System | Sir Gaerfyrddin - Carmarthenshire | Carmarthen East and Dinefwr Co Const | Loughor to Taf |  |  | Raised defences
FR/19/S144 | Upper Llwchr Ufrm System | Sir Gaerfyrddin - Carmarthenshire | Carmarthen East and Dinefwr Co Const | Loughor to Taf |  |  | Structures
FR/19/S144 | Upper Llwchr Ufrm System | Sir Gaerfyrddin - Carmarthenshire | Carmarthen East and Dinefwr Co Const | Loughor to Taf |  |  | Non FRM assets
FR/19/S144 | Upper Llwchr Ufrm System | Sir Gaerfyrddin - Carmarthenshire | Carmarthen East and Dinefwr Co Const | Loughor to Taf |  |  | Operation & operability
FR/19/S144 | Upper Llwchr Ufrm System | Sir Gaerfyrddin - Carmarthenshire | Carmarthen East and Dinefwr Co Const | Loughor to Taf |  |  | MEICA assets
FR/19/S145 | Lower Llwchr Ufrm Sys | Abertawe - Swansea | Gower Co Const | Loughor to Taf | Lavernock Point to St Ann's Head | Flood risk asset maintenance to include invasive weed control, grass/vegetation control along raised banks and the channel, maintenance of flood barriers. Also planned is maintenance of flap valves and similar flood defence structures and channel clearance to maintain conveyance to target condition. | Channels | x |  | x | x | [15 empty] | Flood risk |  | 30% | 20% | 30% | 20%
FR/19/S145 | Lower Llwchr Ufrm Sys | Abertawe - Swansea | Gower Co Const | Loughor to Taf | Lavernock Point to St Ann's Head |  | Raised defences | [6 empty] | x | [12 empty] | Flood risk |  |  | 100%
FR/19/S145 | Lower Llwchr Ufrm Sys | Abertawe - Swansea | Gower Co Const | Loughor to Taf | Lavernock Point to St Ann's Head |  | Structures | [11 empty] | x | [7 empty] | Flood risk |  | 20% | 40% | 20% | 20%
FR/19/S145 | Lower Llwchr Ufrm Sys | Abertawe - Swansea | Gower Co Const | Loughor to Taf | Lavernock Point to St Ann's Head |  | Non FRM assets
FR/19/S145 | Lower Llwchr Ufrm Sys | Abertawe - Swansea | Gower Co Const | Loughor to Taf | Lavernock Point to St Ann's Head |  | Operation & operability | [13 empty] | X | [5 empty] | Flood risk |  | 30% | 20% | 30% | 20%
FR/19/S145 | Lower Llwchr Ufrm Sys | Abertawe - Swansea | Gower Co Const | Loughor to Taf | Lavernock Point to St Ann's Head |  | MEICA assets
FR/19/S146 | Gwilli Hendy Ufrm System | Sir Gaerfyrddin - Carmarthenshire | Llanelli Co Const | Loughor to Taf |  | Flood risk asset maintenance to include invasive weed control, grass/vegetation control along raised banks and channel clearance to maintain conveyance to target condition. | Channels | x |  |  | x | [15 empty] | Flood risk |  | 50% |  | 50%
FR/19/S146 | Gwilli Hendy Ufrm System | Sir Gaerfyrddin - Carmarthenshire | Llanelli Co Const | Loughor to Taf |  |  | Raised defences | [5 empty] | X | x | [12 empty] | Flood risk |  | 100%
FR/19/S146 | Gwilli Hendy Ufrm System | Sir Gaerfyrddin - Carmarthenshire | Llanelli Co Const | Loughor to Taf |  |  | Structures
FR/19/S146 | Gwilli Hendy Ufrm System | Sir Gaerfyrddin - Carmarthenshire | Llanelli Co Const | Loughor to Taf |  |  | Non FRM assets
FR/19/S146 | Gwilli Hendy Ufrm System | Sir Gaerfyrddin - Carmarthenshire | Llanelli Co Const | Loughor to Taf |  |  | Operation & operability
FR/19/S146 | Gwilli Hendy Ufrm System | Sir Gaerfyrddin - Carmarthenshire | Llanelli Co Const | Loughor to Taf |  |  | MEICA assets
FR/19/S147 | Dulais Ufrm System | Abertawe - Swansea | Gower Co Const | Loughor to Taf |  | Flood risk asset maintenance to include invasive weed control, shoal management, maintenance of flap valves and similar flood defence structures. We also intend to carry out channel clearance to maintain conveyance to target condition. | Channels | X |  | X | X | [15 empty] | Flood risk |  | 20% | 40% | 20% | 20%
FR/19/S147 | Dulais Ufrm System | Abertawe - Swansea | Gower Co Const | Loughor to Taf |  |  | Raised defences
FR/19/S147 | Dulais Ufrm System | Abertawe - Swansea | Gower Co Const | Loughor to Taf |  |  | Structures | [11 empty] | X | [7 empty] | Flood risk | H&S/legal/statutory | 30% | 20% | 30% | 20%
FR/19/S147 | Dulais Ufrm System | Abertawe - Swansea | Gower Co Const | Loughor to Taf |  |  | Non FRM assets
FR/19/S147 | Dulais Ufrm System | Abertawe - Swansea | Gower Co Const | Loughor to Taf |  |  | Operation & operability
FR/19/S147 | Dulais Ufrm System | Abertawe - Swansea | Gower Co Const | Loughor to Taf |  |  | MEICA assets
FR/19/S148 | Amman UFRMS | Sir Gaerfyrddin - Carmarthenshire | Carmarthen East and Dinefwr Co Const | Loughor to Taf |  | Flood risk asset maintenance to include invasive weed control, and channel clearance works to maintain conveyance to target condition. | Channels | x |  | x | x | [15 empty] | Flood risk |  | 30% | 50% | 20%
FR/19/S148 | Amman UFRMS | Sir Gaerfyrddin - Carmarthenshire | Carmarthen East and Dinefwr Co Const | Loughor to Taf |  |  | Raised defences
FR/19/S148 | Amman UFRMS | Sir Gaerfyrddin - Carmarthenshire | Carmarthen East and Dinefwr Co Const | Loughor to Taf |  |  | Structures
FR/19/S148 | Amman UFRMS | Sir Gaerfyrddin - Carmarthenshire | Carmarthen East and Dinefwr Co Const | Loughor to Taf |  |  | Non FRM assets
FR/19/S148 | Amman UFRMS | Sir Gaerfyrddin - Carmarthenshire | Carmarthen East and Dinefwr Co Const | Loughor to Taf |  |  | Operation & operability
FR/19/S148 | Amman UFRMS | Sir Gaerfyrddin - Carmarthenshire | Carmarthen East and Dinefwr Co Const | Loughor to Taf |  |  | MEICA assets
FR/19/S149 | Llandybie Ufrm System | Sir Gaerfyrddin - Carmarthenshire | Carmarthen East and Dinefwr Co Const | Loughor to Taf |  | Flood risk asset maintenance to include invasive weed control, and waterway clearance works to maintain conveyance to target condition. | Channels |  | X | x | x | [15 empty] | Flood risk |  | 40% | 40% | 10% | 10%
FR/19/S149 | Llandybie Ufrm System | Sir Gaerfyrddin - Carmarthenshire | Carmarthen East and Dinefwr Co Const | Loughor to Taf |  |  | Raised defences
FR/19/S149 | Llandybie Ufrm System | Sir Gaerfyrddin - Carmarthenshire | Carmarthen East and Dinefwr Co Const | Loughor to Taf |  |  | Structures
FR/19/S149 | Llandybie Ufrm System | Sir Gaerfyrddin - Carmarthenshire | Carmarthen East and Dinefwr Co Const | Loughor to Taf |  |  | Non FRM assets
FR/19/S149 | Llandybie Ufrm System | Sir Gaerfyrddin - Carmarthenshire | Carmarthen East and Dinefwr Co Const | Loughor to Taf |  |  | Operation & operability
FR/19/S149 | Llandybie Ufrm System | Sir Gaerfyrddin - Carmarthenshire | Carmarthen East and Dinefwr Co Const | Loughor to Taf |  |  | MEICA assets
FR/19/S150 | Llanelli Ufrm System | Sir Gaerfyrddin - Carmarthenshire | Llanelli Co Const | Loughor to Taf | Lavernock Point to St Ann's Head | A range of flood risk asset maintenance is planned for the system. This includes invasive weed control, weed and silt control by an excavator, grass/vegetation control along raised banks and the channel, shoal management, maintenance of flood barriers, inspection of trash screens, maintenance of flap valves and similar flood defence structures and channel clearance to maintain conveyance to target condition. | Channels | X | X | X | X | [15 empty] | Flood risk |  | 20% | 10% | 50% | 20%
FR/19/S150 | Llanelli Ufrm System | Sir Gaerfyrddin - Carmarthenshire | Llanelli Co Const | Loughor to Taf | Lavernock Point to St Ann's Head |  | Raised defences | [5 empty] | X | X | [12 empty] | Flood risk |  |  |  | 100%
FR/19/S150 | Llanelli Ufrm System | Sir Gaerfyrddin - Carmarthenshire | Llanelli Co Const | Loughor to Taf | Lavernock Point to St Ann's Head |  | Structures | [11 empty] | X | [7 empty] | Flood risk | H&S/legal/statutory | 30% | 20% | 30% | 20%
FR/19/S150 | Llanelli Ufrm System | Sir Gaerfyrddin - Carmarthenshire | Llanelli Co Const | Loughor to Taf | Lavernock Point to St Ann's Head |  | Non FRM assets
FR/19/S150 | Llanelli Ufrm System | Sir Gaerfyrddin - Carmarthenshire | Llanelli Co Const | Loughor to Taf | Lavernock Point to St Ann's Head |  | Operation & operability | [13 empty] | X | [5 empty] | Flood risk |  | 20% | 30% | 20% | 30%
FR/19/S150 | Llanelli Ufrm System | Sir Gaerfyrddin - Carmarthenshire | Llanelli Co Const | Loughor to Taf | Lavernock Point to St Ann's Head |  | MEICA assets
FR/19/S151 | Morlais Llangennech Ufrms | Sir Gaerfyrddin - Carmarthenshire | Llanelli Co Const | Loughor to Taf |  | Flood risk asset maintenance to include maintenance of flap valves and similar flood defence structures and channel clearance to maintain conveyance to target condition. | Channels |  |  | x | x | [15 empty] | Flood risk |  | 30% | 20% | 30% | 20%
FR/19/S151 | Morlais Llangennech Ufrms | Sir Gaerfyrddin - Carmarthenshire | Llanelli Co Const | Loughor to Taf |  |  | Raised defences
FR/19/S151 | Morlais Llangennech Ufrms | Sir Gaerfyrddin - Carmarthenshire | Llanelli Co Const | Loughor to Taf |  |  | Structures | [11 empty] | x | [7 empty] | Flood risk |  | 30% | 20% | 30% | 20%
FR/19/S151 | Morlais Llangennech Ufrms | Sir Gaerfyrddin - Carmarthenshire | Llanelli Co Const | Loughor to Taf |  |  | Non FRM assets
FR/19/S151 | Morlais Llangennech Ufrms | Sir Gaerfyrddin - Carmarthenshire | Llanelli Co Const | Loughor to Taf |  |  | Operation & operability
FR/19/S151 | Morlais Llangennech Ufrms | Sir Gaerfyrddin - Carmarthenshire | Llanelli Co Const | Loughor to Taf |  |  | MEICA assets
FR/19/S152 | West Gower Rfrm System | Abertawe - Swansea | Gower Co Const | Loughor to Taf | Lavernock Point to St Ann's Head | Flood risk asset maintenance to include channel clearance to maintain conveyance to target condition. | Channels |  |  | x | x | [15 empty] | Flood risk |  | 30% | 10% | 30% | 30%
FR/19/S152 | West Gower Rfrm System | Abertawe - Swansea | Gower Co Const | Loughor to Taf | Lavernock Point to St Ann's Head |  | Raised defences
FR/19/S152 | West Gower Rfrm System | Abertawe - Swansea | Gower Co Const | Loughor to Taf | Lavernock Point to St Ann's Head |  | Structures
FR/19/S152 | West Gower Rfrm System | Abertawe - Swansea | Gower Co Const | Loughor to Taf | Lavernock Point to St Ann's Head |  | Non FRM assets
FR/19/S152 | West Gower Rfrm System | Abertawe - Swansea | Gower Co Const | Loughor to Taf | Lavernock Point to St Ann's Head |  | Operation & operability
FR/19/S152 | West Gower Rfrm System | Abertawe - Swansea | Gower Co Const | Loughor to Taf | Lavernock Point to St Ann's Head |  | MEICA assets
FR/19/S153 | Morlais Crofty Ufrm System | Abertawe - Swansea | Gower Co Const | Loughor to Taf | Lavernock Point to St Ann's Head | Flood risk asset maintenance to include maintenance of flood barriers, maintenance of flap valves and similar flood defence structures and channel clearance to maintain conveyance to target condition. | Channels |  |  | x | x | [15 empty] | Flood risk |  | 20% | 30% | 20% | 30%
FR/19/S153 | Morlais Crofty Ufrm System | Abertawe - Swansea | Gower Co Const | Loughor to Taf | Lavernock Point to St Ann's Head |  | Raised defences
FR/19/S153 | Morlais Crofty Ufrm System | Abertawe - Swansea | Gower Co Const | Loughor to Taf | Lavernock Point to St Ann's Head |  | Structures | [11 empty] | x | [7 empty] | Flood risk |  | 30% | 20% | 30% | 20%
FR/19/S153 | Morlais Crofty Ufrm System | Abertawe - Swansea | Gower Co Const | Loughor to Taf | Lavernock Point to St Ann's Head |  | Non FRM assets
FR/19/S153 | Morlais Crofty Ufrm System | Abertawe - Swansea | Gower Co Const | Loughor to Taf | Lavernock Point to St Ann's Head |  | Operation & operability | [13 empty] | X | [5 empty] | Flood risk |  | 20% | 30% | 20% | 30%
FR/19/S153 | Morlais Crofty Ufrm System | Abertawe - Swansea | Gower Co Const | Loughor to Taf | Lavernock Point to St Ann's Head |  | MEICA assets
FR/19/S154 | Lliw Ufrm Sys | Abertawe - Swansea | Gower Co Const | Loughor to Taf | Lavernock Point to St Ann's Head | Flood risk asset maintenance to include invasive weed control, grass/vegetation control along raised banks and the channel, maintenance of flood barriers, maintenance of flap valves and similar flood defence structures and channel clearance to maintain conveyance to target condition. | Channels | x |  | x | x | [15 empty] | Flood risk |  | 20% | 30% | 20% | 30%
FR/19/S154 | Lliw Ufrm Sys | Abertawe - Swansea | Gower Co Const | Loughor to Taf | Lavernock Point to St Ann's Head |  | Raised defences | [6 empty] | x | [12 empty] | Flood risk |  | 50% | 50%
FR/19/S154 | Lliw Ufrm Sys | Abertawe - Swansea | Gower Co Const | Loughor to Taf | Lavernock Point to St Ann's Head |  | Structures | [11 empty] | x | [7 empty] | Flood risk | H&S/legal/statutory | 20% | 30% | 20% | 30%
FR/19/S154 | Lliw Ufrm Sys | Abertawe - Swansea | Gower Co Const | Loughor to Taf | Lavernock Point to St Ann's Head |  | Non FRM assets
FR/19/S154 | Lliw Ufrm Sys | Abertawe - Swansea | Gower Co Const | Loughor to Taf | Lavernock Point to St Ann's Head |  | Operation & operability
FR/19/S154 | Lliw Ufrm Sys | Abertawe - Swansea | Gower Co Const | Loughor to Taf | Lavernock Point to St Ann's Head |  | MEICA assets
FR/19/S155 | Llan Ufrm Sys | Abertawe - Swansea | Gower Co Const | Loughor to Taf |  | Flood risk asset maintenance to include invasive weed control, maintenance of flap valves and similar flood defence structures and channel clearance to maintain conveyance to target condition. | Channels | x |  | x | [16 empty] | Flood risk |  | 30% | 20% | 30% | 20%
FR/19/S155 | Llan Ufrm Sys | Abertawe - Swansea | Gower Co Const | Loughor to Taf |  |  | Raised defences | [6 empty] | x | [12 empty] | Flood risk |  |  | 100%
FR/19/S155 | Llan Ufrm Sys | Abertawe - Swansea | Gower Co Const | Loughor to Taf |  |  | Structures | [11 empty] | x | [7 empty] | Flood risk |  | 20% | 30% | 20% | 30%
FR/19/S155 | Llan Ufrm Sys | Abertawe - Swansea | Gower Co Const | Loughor to Taf |  |  | Non FRM assets
FR/19/S155 | Llan Ufrm Sys | Abertawe - Swansea | Gower Co Const | Loughor to Taf |  |  | Operation & operability
FR/19/S155 | Llan Ufrm Sys | Abertawe - Swansea | Gower Co Const | Loughor to Taf |  |  | MEICA assets
FR/19/S156 | Tawe Ufrm Sys | Castell-nedd Port Talbot - Neath Port Talbot | Neath Co Const | Ogmore, Tawe (including Thaw and Cadoxton) | Lavernock Point to St Ann's Head | Flood risk asset maintenance to include invasive weed control, grass/vegetation control along raised banks and the channel, weed control by an excavator, shoal management, maintenance of flap valves and similar flood defence structures and channel clearance to maintain conveyance to target condition. | Channels | X |  | X | [16 empty] | Flood risk |  | 40% | 30% | 10% | 20%
FR/19/S156 | Tawe Ufrm Sys | Castell-nedd Port Talbot - Neath Port Talbot | Neath Co Const | Ogmore, Tawe (including Thaw and Cadoxton) | Lavernock Point to St Ann's Head |  | Raised defences | [5 empty] | X | X | [12 empty] | Flood risk |  |  | 100%
FR/19/S156 | Tawe Ufrm Sys | Castell-nedd Port Talbot - Neath Port Talbot | Neath Co Const | Ogmore, Tawe (including Thaw and Cadoxton) | Lavernock Point to St Ann's Head |  | Structures | [11 empty] | X | [7 empty] | Flood risk
FR/19/S156 | Tawe Ufrm Sys | Castell-nedd Port Talbot - Neath Port Talbot | Neath Co Const | Ogmore, Tawe (including Thaw and Cadoxton) | Lavernock Point to St Ann's Head |  | Non FRM assets
FR/19/S156 | Tawe Ufrm Sys | Castell-nedd Port Talbot - Neath Port Talbot | Neath Co Const | Ogmore, Tawe (including Thaw and Cadoxton) | Lavernock Point to St Ann's Head |  | Operation & operability
FR/19/S156 | Tawe Ufrm Sys | Castell-nedd Port Talbot - Neath Port Talbot | Neath Co Const | Ogmore, Tawe (including Thaw and Cadoxton) | Lavernock Point to St Ann's Head |  | MEICA assets
FR/19/S157 | Nanty Fendrod Ufrm Sys | Abertawe - Swansea | Swansea East Boro Const | Ogmore, Tawe (including Thaw and Cadoxton) |  | Flood risk asset maintenance to include invasive weed control, grass/vegetation control along raised the channel, weed and silt management, maintenance of flap valves and similar flood defence structures and channel clearance to maintain conveyance to target condition. | Channels | X | X | X | [16 empty] | Flood risk |  | 20% | 60% | 20% | 20%
FR/19/S157 | Nanty Fendrod Ufrm Sys | Abertawe - Swansea | Swansea East Boro Const | Ogmore, Tawe (including Thaw and Cadoxton) |  |  | Raised defences | [5 empty] | X | X | [12 empty] | Flood risk |  |  | 100%
FR/19/S157 | Nanty Fendrod Ufrm Sys | Abertawe - Swansea | Swansea East Boro Const | Ogmore, Tawe (including Thaw and Cadoxton) |  |  | Structures | [11 empty] | X | [7 empty] | Flood risk | H&S/legal/statutory | 50% |  | 50%
FR/19/S157 | Nanty Fendrod Ufrm Sys | Abertawe - Swansea | Swansea East Boro Const | Ogmore, Tawe (including Thaw and Cadoxton) |  |  | Non FRM assets
FR/19/S157 | Nanty Fendrod Ufrm Sys | Abertawe - Swansea | Swansea East Boro Const | Ogmore, Tawe (including Thaw and Cadoxton) |  |  | Operation & operability
FR/19/S157 | Nanty Fendrod Ufrm Sys | Abertawe - Swansea | Swansea East Boro Const | Ogmore, Tawe (including Thaw and Cadoxton) |  |  | MEICA assets
FR/19/S158 | Lower Clydach Ufrm Sys | Abertawe - Swansea | Gower Co Const | Ogmore, Tawe (including Thaw and Cadoxton) |  | Flood risk asset maintenance to include invasive weed control, shoal management, maintenance of flood barriers and similar flood defence structures and channel clearance to maintain conveyance to target condition. | Channels | X |  | X | [16 empty] | Flood risk |  | 40% | 20% | 20% | 20%
FR/19/S158 | Lower Clydach Ufrm Sys | Abertawe - Swansea | Gower Co Const | Ogmore, Tawe (including Thaw and Cadoxton) |  |  | Raised defences
FR/19/S158 | Lower Clydach Ufrm Sys | Abertawe - Swansea | Gower Co Const | Ogmore, Tawe (including Thaw and Cadoxton) |  |  | Structures | [11 empty] | X | [7 empty] | Flood risk |  | 20% | 30% | 20% | 30%
FR/19/S158 | Lower Clydach Ufrm Sys | Abertawe - Swansea | Gower Co Const | Ogmore, Tawe (including Thaw and Cadoxton) |  |  | Non FRM assets
FR/19/S158 | Lower Clydach Ufrm Sys | Abertawe - Swansea | Gower Co Const | Ogmore, Tawe (including Thaw and Cadoxton) |  |  | Operation & operability
FR/19/S158 | Lower Clydach Ufrm Sys | Abertawe - Swansea | Gower Co Const | Ogmore, Tawe (including Thaw and Cadoxton) |  |  | MEICA assets
FR/19/S159 | Upper Clydach Ufrm Sys | Castell-nedd Port Talbot - Neath Port Talbot | Neath Co Const | Ogmore, Tawe (including Thaw and Cadoxton) |  | Flood risk asset maintenance to include invasive weed control, shoal management, maintenance of flood barriers and similar flood defence structures and channel clearance to maintain conveyance to target condition. | Channels | X |  | X | [16 empty] | Flood risk |  | 20% | 40% | 20% | 20%
FR/19/S159 | Upper Clydach Ufrm Sys | Castell-nedd Port Talbot - Neath Port Talbot | Neath Co Const | Ogmore, Tawe (including Thaw and Cadoxton) |  |  | Raised defences
FR/19/S159 | Upper Clydach Ufrm Sys | Castell-nedd Port Talbot - Neath Port Talbot | Neath Co Const | Ogmore, Tawe (including Thaw and Cadoxton) |  |  | Structures | [11 empty] | X | [7 empty] | Flood risk |  | 20% | 30% | 20% | 30%
FR/19/S159 | Upper Clydach Ufrm Sys | Castell-nedd Port Talbot - Neath Port Talbot | Neath Co Const | Ogmore, Tawe (including Thaw and Cadoxton) |  |  | Non FRM assets
FR/19/S159 | Upper Clydach Ufrm Sys | Castell-nedd Port Talbot - Neath Port Talbot | Neath Co Const | Ogmore, Tawe (including Thaw and Cadoxton) |  |  | Operation & operability
FR/19/S159 | Upper Clydach Ufrm Sys | Castell-nedd Port Talbot - Neath Port Talbot | Neath Co Const | Ogmore, Tawe (including Thaw and Cadoxton) |  |  | MEICA assets
FR/19/S160 | Twrch Ufrms | Powys - Powys | Brecon and Radnorshire Co Const | Ogmore, Tawe (including Thaw and Cadoxton) |  | Flood risk asset maintenance to include invasive weed control, maintenance of flap valves and similar flood defence structures and channel clearance to maintain conveyance to target condition. | Channels | X |  | X | [16 empty] | Flood risk |  | 30% | 20% | 30% | 20%
FR/19/S160 | Twrch Ufrms | Powys - Powys | Brecon and Radnorshire Co Const | Ogmore, Tawe (including Thaw and Cadoxton) |  |  | Raised defences
FR/19/S160 | Twrch Ufrms | Powys - Powys | Brecon and Radnorshire Co Const | Ogmore, Tawe (including Thaw and Cadoxton) |  |  | Structures | [11 empty] | X | [7 empty] | Flood risk | H&S/legal/statutory | 30% | 20% | 30% | 20%
FR/19/S160 | Twrch Ufrms | Powys - Powys | Brecon and Radnorshire Co Const | Ogmore, Tawe (including Thaw and Cadoxton) |  |  | Non FRM assets
FR/19/S160 | Twrch Ufrms | Powys - Powys | Brecon and Radnorshire Co Const | Ogmore, Tawe (including Thaw and Cadoxton) |  |  | Operation & operability
FR/19/S160 | Twrch Ufrms | Powys - Powys | Brecon and Radnorshire Co Const | Ogmore, Tawe (including Thaw and Cadoxton) |  |  | MEICA assets
FR/19/S161 | South Gower Ufrm System | Abertawe - Swansea | Gower Co Const | Loughor to Taf | Lavernock Point to St Ann's Head | Flood risk asset maintenance to include invasive weed control, shoal management, maintenance flood defence structures and channel clearance to maintain conveyance to target condition. | Channels | X |  | X | [16 empty] | Flood risk |  | 20% | 40% | 20% | 20%
FR/19/S161 | South Gower Ufrm System | Abertawe - Swansea | Gower Co Const | Loughor to Taf | Lavernock Point to St Ann's Head |  | Raised defences
FR/19/S161 | South Gower Ufrm System | Abertawe - Swansea | Gower Co Const | Loughor to Taf | Lavernock Point to St Ann's Head |  | Structures | [11 empty] | X | [7 empty] | Flood risk |  | 30% | 20% | 30% | 20%
FR/19/S161 | South Gower Ufrm System | Abertawe - Swansea | Gower Co Const | Loughor to Taf | Lavernock Point to St Ann's Head |  | Non FRM assets
FR/19/S161 | South Gower Ufrm System | Abertawe - Swansea | Gower Co Const | Loughor to Taf | Lavernock Point to St Ann's Head |  | Operation & operability
FR/19/S161 | South Gower Ufrm System | Abertawe - Swansea | Gower Co Const | Loughor to Taf | Lavernock Point to St Ann's Head |  | MEICA assets
FR/19/S162 | Clyne Rfrm System | Abertawe - Swansea | Gower Co Const | Loughor to Taf | Lavernock Point to St Ann's Head | Flood risk asset maintenance to include channel clearance to maintain conveyance to target condition. | Channels |  |  | X | [16 empty] | Flood risk |  | 30% | 20% | 20% | 30%
FR/19/S162 | Clyne Rfrm System | Abertawe - Swansea | Gower Co Const | Loughor to Taf | Lavernock Point to St Ann's Head |  | Raised defences
FR/19/S162 | Clyne Rfrm System | Abertawe - Swansea | Gower Co Const | Loughor to Taf | Lavernock Point to St Ann's Head |  | Structures
FR/19/S162 | Clyne Rfrm System | Abertawe - Swansea | Gower Co Const | Loughor to Taf | Lavernock Point to St Ann's Head |  | Non FRM assets
FR/19/S162 | Clyne Rfrm System | Abertawe - Swansea | Gower Co Const | Loughor to Taf | Lavernock Point to St Ann's Head |  | Operation & operability
FR/19/S162 | Clyne Rfrm System | Abertawe - Swansea | Gower Co Const | Loughor to Taf | Lavernock Point to St Ann's Head |  | MEICA assets
FR/19/S163 | Neath Rfrm System | Castell-nedd Port Talbot - Neath Port Talbot | Neath Co Const | Ogmore, Tawe (including Thaw and Cadoxton) | Lavernock Point to St Ann's Head | We have no planned maintenance for this system in this current year | Channels
FR/19/S163 | Neath Rfrm System | Castell-nedd Port Talbot - Neath Port Talbot | Neath Co Const | Ogmore, Tawe (including Thaw and Cadoxton) | Lavernock Point to St Ann's Head |  | Raised defences
FR/19/S163 | Neath Rfrm System | Castell-nedd Port Talbot - Neath Port Talbot | Neath Co Const | Ogmore, Tawe (including Thaw and Cadoxton) | Lavernock Point to St Ann's Head |  | Structures
FR/19/S163 | Neath Rfrm System | Castell-nedd Port Talbot - Neath Port Talbot | Neath Co Const | Ogmore, Tawe (including Thaw and Cadoxton) | Lavernock Point to St Ann's Head |  | Non FRM assets
FR/19/S163 | Neath Rfrm System | Castell-nedd Port Talbot - Neath Port Talbot | Neath Co Const | Ogmore, Tawe (including Thaw and Cadoxton) | Lavernock Point to St Ann's Head |  | Operation & operability
FR/19/S163 | Neath Rfrm System | Castell-nedd Port Talbot - Neath Port Talbot | Neath Co Const | Ogmore, Tawe (including Thaw and Cadoxton) | Lavernock Point to St Ann's Head |  | MEICA assets
FR/19/S164 | Neath Ufrm System | Castell-nedd Port Talbot - Neath Port Talbot | Neath Co Const | Ogmore, Tawe (including Thaw and Cadoxton) |  | Flood risk asset maintenance to include invasive weed control, weed control by an excavator, grass/vegetation control along raised banks and the channel, shoal management, maintenance of flood barriers, maintenance of flap valves and similar flood defence structures and channel clearance to maintain conveyance to target condition. | Channels | X |  | X | [16 empty] | Flood risk |  | 30% | 30% | 30% | 10%
FR/19/S164 | Neath Ufrm System | Castell-nedd Port Talbot - Neath Port Talbot | Neath Co Const | Ogmore, Tawe (including Thaw and Cadoxton) |  |  | Raised defences | [5 empty] | X | X | [12 empty] | Flood risk |  | 100%
FR/19/S164 | Neath Ufrm System | Castell-nedd Port Talbot - Neath Port Talbot | Neath Co Const | Ogmore, Tawe (including Thaw and Cadoxton) |  |  | Structures | [11 empty] | X | [7 empty] | Flood risk |  | 30% | 20% | 30% | 20%
FR/19/S164 | Neath Ufrm System | Castell-nedd Port Talbot - Neath Port Talbot | Neath Co Const | Ogmore, Tawe (including Thaw and Cadoxton) |  |  | Non FRM assets
FR/19/S164 | Neath Ufrm System | Castell-nedd Port Talbot - Neath Port Talbot | Neath Co Const | Ogmore, Tawe (including Thaw and Cadoxton) |  |  | Operation & operability
FR/19/S164 | Neath Ufrm System | Castell-nedd Port Talbot - Neath Port Talbot | Neath Co Const | Ogmore, Tawe (including Thaw and Cadoxton) |  |  | MEICA assets
FR/19/S165 | Dulais Ufrm Sys | Castell-nedd Port Talbot - Neath Port Talbot | Neath Co Const | Ogmore, Tawe (including Thaw and Cadoxton) |  | Flood risk asset maintenance to include invasive weed control and management to maintain conveyance to target condition. | Channels | X |  | X | [16 empty] | Flood risk |  | 10% | 80% | 10%
FR/19/S165 | Dulais Ufrm Sys | Castell-nedd Port Talbot - Neath Port Talbot | Neath Co Const | Ogmore, Tawe (including Thaw and Cadoxton) |  |  | Raised defences
FR/19/S165 | Dulais Ufrm Sys | Castell-nedd Port Talbot - Neath Port Talbot | Neath Co Const | Ogmore, Tawe (including Thaw and Cadoxton) |  |  | Structures
FR/19/S165 | Dulais Ufrm Sys | Castell-nedd Port Talbot - Neath Port Talbot | Neath Co Const | Ogmore, Tawe (including Thaw and Cadoxton) |  |  | Non FRM assets
FR/19/S165 | Dulais Ufrm Sys | Castell-nedd Port Talbot - Neath Port Talbot | Neath Co Const | Ogmore, Tawe (including Thaw and Cadoxton) |  |  | Operation & operability
FR/19/S165 | Dulais Ufrm Sys | Castell-nedd Port Talbot - Neath Port Talbot | Neath Co Const | Ogmore, Tawe (including Thaw and Cadoxton) |  |  | MEICA assets
FR/19/S166 | Clydach Rfrm System | Castell-nedd Port Talbot - Neath Port Talbot | Neath Co Const | Ogmore, Tawe (including Thaw and Cadoxton) |  | Flood risk asset maintenance to include invasive weed control to maintain conveyance to target condition. | Channels | X |  | X | [16 empty] | Flood risk |  | 80% |  | 20%
FR/19/S166 | Clydach Rfrm System | Castell-nedd Port Talbot - Neath Port Talbot | Neath Co Const | Ogmore, Tawe (including Thaw and Cadoxton) |  |  | Raised defences
FR/19/S166 | Clydach Rfrm System | Castell-nedd Port Talbot - Neath Port Talbot | Neath Co Const | Ogmore, Tawe (including Thaw and Cadoxton) |  |  | Structures
FR/19/S166 | Clydach Rfrm System | Castell-nedd Port Talbot - Neath Port Talbot | Neath Co Const | Ogmore, Tawe (including Thaw and Cadoxton) |  |  | Non FRM assets
FR/19/S166 | Clydach Rfrm System | Castell-nedd Port Talbot - Neath Port Talbot | Neath Co Const | Ogmore, Tawe (including Thaw and Cadoxton) |  |  | Operation & operability
FR/19/S166 | Clydach Rfrm System | Castell-nedd Port Talbot - Neath Port Talbot | Neath Co Const | Ogmore, Tawe (including Thaw and Cadoxton) |  |  | MEICA assets
FR/19/S167 | Afon Afan Ufrm Sys | Castell-nedd Port Talbot - Neath Port Talbot | Neath Co Const | Ogmore, Tawe (including Thaw and Cadoxton) | Lavernock Point to St Ann's Head | Flood risk asset maintenance to include invasive weed control, grass/vegetation control along raised banks and the channel, shoal management, maintenance of flood barriers, maintenance of flap valves and similar flood defence structures and channel clearance to maintain conveyance to target condition. | Channels | X |  | X | [16 empty] | Flood risk |  | 20% | 50% | 20% | 10%
FR/19/S167 | Afon Afan Ufrm Sys | Castell-nedd Port Talbot - Neath Port Talbot | Neath Co Const | Ogmore, Tawe (including Thaw and Cadoxton) | Lavernock Point to St Ann's Head |  | Raised defences | [5 empty] | X | X | [12 empty] | Flood risk |  |  | 100%
FR/19/S167 | Afon Afan Ufrm Sys | Castell-nedd Port Talbot - Neath Port Talbot | Neath Co Const | Ogmore, Tawe (including Thaw and Cadoxton) | Lavernock Point to St Ann's Head |  | Structures | [11 empty] | X | [7 empty] | Flood risk | H&S/legal/statutory | 30% | 20% | 30% | 20%
FR/19/S167 | Afon Afan Ufrm Sys | Castell-nedd Port Talbot - Neath Port Talbot | Neath Co Const | Ogmore, Tawe (including Thaw and Cadoxton) | Lavernock Point to St Ann's Head |  | Non FRM assets
FR/19/S167 | Afon Afan Ufrm Sys | Castell-nedd Port Talbot - Neath Port Talbot | Neath Co Const | Ogmore, Tawe (including Thaw and Cadoxton) | Lavernock Point to St Ann's Head |  | Operation & operability
FR/19/S167 | Afon Afan Ufrm Sys | Castell-nedd Port Talbot - Neath Port Talbot | Neath Co Const | Ogmore, Tawe (including Thaw and Cadoxton) | Lavernock Point to St Ann's Head |  | MEICA assets
FR/19/S168 | Ffrwdwyllt Ufrm Sys | Castell-nedd Port Talbot - Neath Port Talbot | Aberavon Co Const | Ogmore, Tawe (including Thaw and Cadoxton) | Lavernock Point to St Ann's Head | Flood risk asset maintenance to include invasive weed control and channel clearance to maintain conveyance to target condition. | Channels | X |  | X | [16 empty] | Flood risk |  | 20% | 40% | 20% | 20%
FR/19/S168 | Ffrwdwyllt Ufrm Sys | Castell-nedd Port Talbot - Neath Port Talbot | Aberavon Co Const | Ogmore, Tawe (including Thaw and Cadoxton) | Lavernock Point to St Ann's Head |  | Raised defences
FR/19/S168 | Ffrwdwyllt Ufrm Sys | Castell-nedd Port Talbot - Neath Port Talbot | Aberavon Co Const | Ogmore, Tawe (including Thaw and Cadoxton) | Lavernock Point to St Ann's Head |  | Structures
FR/19/S168 | Ffrwdwyllt Ufrm Sys | Castell-nedd Port Talbot - Neath Port Talbot | Aberavon Co Const | Ogmore, Tawe (including Thaw and Cadoxton) | Lavernock Point to St Ann's Head |  | Non FRM assets
FR/19/S168 | Ffrwdwyllt Ufrm Sys | Castell-nedd Port Talbot - Neath Port Talbot | Aberavon Co Const | Ogmore, Tawe (including Thaw and Cadoxton) | Lavernock Point to St Ann's Head |  | Operation & operability
FR/19/S168 | Ffrwdwyllt Ufrm Sys | Castell-nedd Port Talbot - Neath Port Talbot | Aberavon Co Const | Ogmore, Tawe (including Thaw and Cadoxton) | Lavernock Point to St Ann's Head |  | MEICA assets
FR/19/S169 | Afon Cynffig Rfrm Sys | Castell-nedd Port Talbot - Neath Port Talbot | Aberavon Co Const | Ogmore, Tawe (including Thaw and Cadoxton) | Lavernock Point to St Ann's Head | We have no planned maintenance for this system in this current year | Channels
FR/19/S169 | Afon Cynffig Rfrm Sys | Castell-nedd Port Talbot - Neath Port Talbot | Aberavon Co Const | Ogmore, Tawe (including Thaw and Cadoxton) | Lavernock Point to St Ann's Head |  | Raised defences
FR/19/S169 | Afon Cynffig Rfrm Sys | Castell-nedd Port Talbot - Neath Port Talbot | Aberavon Co Const | Ogmore, Tawe (including Thaw and Cadoxton) | Lavernock Point to St Ann's Head |  | Structures
FR/19/S169 | Afon Cynffig Rfrm Sys | Castell-nedd Port Talbot - Neath Port Talbot | Aberavon Co Const | Ogmore, Tawe (including Thaw and Cadoxton) | Lavernock Point to St Ann's Head |  | Non FRM assets
FR/19/S169 | Afon Cynffig Rfrm Sys | Castell-nedd Port Talbot - Neath Port Talbot | Aberavon Co Const | Ogmore, Tawe (including Thaw and Cadoxton) | Lavernock Point to St Ann's Head |  | Operation & operability
FR/19/S169 | Afon Cynffig Rfrm Sys | Castell-nedd Port Talbot - Neath Port Talbot | Aberavon Co Const | Ogmore, Tawe (including Thaw and Cadoxton) | Lavernock Point to St Ann's Head |  | MEICA assets
FR/19/S170 | Afon Fach System Ufrm Sys | Pen-y-bont ar Ogwr - Bridgend | Bridgend Co Const | Ogmore, Tawe (including Thaw and Cadoxton) | Lavernock Point to St Ann's Head | Flood risk asset maintenance to include invasive weed control, weed control by an excavator, maintenance of flap valves, a flood gate and similar flood defence structures and channel clearance to maintain conveyance to target condition. | Channels |  | X | X | [16 empty] | Flood risk |  | 60% | 20% | 10% | 10%
FR/19/S170 | Afon Fach System Ufrm Sys | Pen-y-bont ar Ogwr - Bridgend | Bridgend Co Const | Ogmore, Tawe (including Thaw and Cadoxton) | Lavernock Point to St Ann's Head |  | Raised defences | [5 empty] | X | X | [12 empty] | Flood risk |  | 60% | 40%
FR/19/S170 | Afon Fach System Ufrm Sys | Pen-y-bont ar Ogwr - Bridgend | Bridgend Co Const | Ogmore, Tawe (including Thaw and Cadoxton) | Lavernock Point to St Ann's Head |  | Structures | [11 empty] | X | [7 empty] | Flood risk |  | 30% | 20% | 20% | 30%
FR/19/S170 | Afon Fach System Ufrm Sys | Pen-y-bont ar Ogwr - Bridgend | Bridgend Co Const | Ogmore, Tawe (including Thaw and Cadoxton) | Lavernock Point to St Ann's Head |  | Non FRM assets
FR/19/S170 | Afon Fach System Ufrm Sys | Pen-y-bont ar Ogwr - Bridgend | Bridgend Co Const | Ogmore, Tawe (including Thaw and Cadoxton) | Lavernock Point to St Ann's Head |  | Operation & operability
FR/19/S170 | Afon Fach System Ufrm Sys | Pen-y-bont ar Ogwr - Bridgend | Bridgend Co Const | Ogmore, Tawe (including Thaw and Cadoxton) | Lavernock Point to St Ann's Head |  | MEICA assets
FR/19/S171 | Ogmore Ufrm System | Pen-y-bont ar Ogwr - Bridgend | Bridgend Co Const | Ogmore, Tawe (including Thaw and Cadoxton) |  | Flood risk asset maintenance to include invasive weed control, grass/vegetation control along raised banks and the channel, shoal management, maintenance of flood barriers, inspection of trash screens, maintenance of flap valves and similar flood defence structures and channel clearance to maintain conveyance to target condition. | Channels | X |  | X | [16 empty] | Flood risk |  | 20% | 40% | 20% | 20%
FR/19/S171 | Ogmore Ufrm System | Pen-y-bont ar Ogwr - Bridgend | Bridgend Co Const | Ogmore, Tawe (including Thaw and Cadoxton) |  |  | Raised defences | [5 empty] | X | X | [12 empty] | Flood risk |  | 50% | 50%
FR/19/S171 | Ogmore Ufrm System | Pen-y-bont ar Ogwr - Bridgend | Bridgend Co Const | Ogmore, Tawe (including Thaw and Cadoxton) |  |  | Structures | [11 empty] | X | [7 empty] | Flood risk |  | 30% | 20% | 30% | 20%
FR/19/S171 | Ogmore Ufrm System | Pen-y-bont ar Ogwr - Bridgend | Bridgend Co Const | Ogmore, Tawe (including Thaw and Cadoxton) |  |  | Non FRM assets
FR/19/S171 | Ogmore Ufrm System | Pen-y-bont ar Ogwr - Bridgend | Bridgend Co Const | Ogmore, Tawe (including Thaw and Cadoxton) |  |  | Operation & operability | [13 empty] | X | [5 empty] | Flood risk |  | 20% | 30% | 20% | 30%
FR/19/S171 | Ogmore Ufrm System | Pen-y-bont ar Ogwr - Bridgend | Bridgend Co Const | Ogmore, Tawe (including Thaw and Cadoxton) |  |  | MEICA assets
FR/19/S172 | Ogmore Lower Rfrm Sys | Bro Morgannwg - the Vale of Glamorgan | Vale of Glamorgan Co Const | Ogmore, Tawe (including Thaw and Cadoxton) | Lavernock Point to St Ann's Head | We have no planned maintenance for this system in this current year | Channels
FR/19/S172 | Ogmore Lower Rfrm Sys | Bro Morgannwg - the Vale of Glamorgan | Vale of Glamorgan Co Const | Ogmore, Tawe (including Thaw and Cadoxton) | Lavernock Point to St Ann's Head |  | Raised defences
FR/19/S172 | Ogmore Lower Rfrm Sys | Bro Morgannwg - the Vale of Glamorgan | Vale of Glamorgan Co Const | Ogmore, Tawe (including Thaw and Cadoxton) | Lavernock Point to St Ann's Head |  | Structures
FR/19/S172 | Ogmore Lower Rfrm Sys | Bro Morgannwg - the Vale of Glamorgan | Vale of Glamorgan Co Const | Ogmore, Tawe (including Thaw and Cadoxton) | Lavernock Point to St Ann's Head |  | Non FRM assets
FR/19/S172 | Ogmore Lower Rfrm Sys | Bro Morgannwg - the Vale of Glamorgan | Vale of Glamorgan Co Const | Ogmore, Tawe (including Thaw and Cadoxton) | Lavernock Point to St Ann's Head |  | Operation & operability
FR/19/S172 | Ogmore Lower Rfrm Sys | Bro Morgannwg - the Vale of Glamorgan | Vale of Glamorgan Co Const | Ogmore, Tawe (including Thaw and Cadoxton) | Lavernock Point to St Ann's Head |  | MEICA assets
FR/19/S173 | Cwm Ogwr Fach Rfrm Sys | Pen-y-bont ar Ogwr - Bridgend | Ogmore Co Const | Ogmore, Tawe (including Thaw and Cadoxton) |  | We have no planned maintenance for this system in this current year | Channels
FR/19/S173 | Cwm Ogwr Fach Rfrm Sys | Pen-y-bont ar Ogwr - Bridgend | Ogmore Co Const | Ogmore, Tawe (including Thaw and Cadoxton) |  |  | Raised defences
FR/19/S173 | Cwm Ogwr Fach Rfrm Sys | Pen-y-bont ar Ogwr - Bridgend | Ogmore Co Const | Ogmore, Tawe (including Thaw and Cadoxton) |  |  | Structures
FR/19/S173 | Cwm Ogwr Fach Rfrm Sys | Pen-y-bont ar Ogwr - Bridgend | Ogmore Co Const | Ogmore, Tawe (including Thaw and Cadoxton) |  |  | Non FRM assets
FR/19/S173 | Cwm Ogwr Fach Rfrm Sys | Pen-y-bont ar Ogwr - Bridgend | Ogmore Co Const | Ogmore, Tawe (including Thaw and Cadoxton) |  |  | Operation & operability
FR/19/S173 | Cwm Ogwr Fach Rfrm Sys | Pen-y-bont ar Ogwr - Bridgend | Ogmore Co Const | Ogmore, Tawe (including Thaw and Cadoxton) |  |  | MEICA assets
FR/19/S174 | Garw Ufrm System | Pen-y-bont ar Ogwr - Bridgend | Ogmore Co Const | Ogmore, Tawe (including Thaw and Cadoxton) |  | Flood risk asset maintenance to include invasive weed control, maintenance of flap valves and similar flood defence structures and channel clearance to maintain conveyance to target condition. | Channels | X |  | X | [16 empty] | Flood risk |  | 30% | 20% | 30% | 20%
FR/19/S174 | Garw Ufrm System | Pen-y-bont ar Ogwr - Bridgend | Ogmore Co Const | Ogmore, Tawe (including Thaw and Cadoxton) |  |  | Raised defences
FR/19/S174 | Garw Ufrm System | Pen-y-bont ar Ogwr - Bridgend | Ogmore Co Const | Ogmore, Tawe (including Thaw and Cadoxton) |  |  | Structures | [11 empty] | X | [7 empty] | Flood risk |  | 20% | 30% | 20% | 30%
FR/19/S174 | Garw Ufrm System | Pen-y-bont ar Ogwr - Bridgend | Ogmore Co Const | Ogmore, Tawe (including Thaw and Cadoxton) |  |  | Non FRM assets
FR/19/S174 | Garw Ufrm System | Pen-y-bont ar Ogwr - Bridgend | Ogmore Co Const | Ogmore, Tawe (including Thaw and Cadoxton) |  |  | Operation & operability
FR/19/S174 | Garw Ufrm System | Pen-y-bont ar Ogwr - Bridgend | Ogmore Co Const | Ogmore, Tawe (including Thaw and Cadoxton) |  |  | MEICA assets
FR/19/S175 | Llynfi System Ufrm Sys | Pen-y-bont ar Ogwr - Bridgend | Ogmore Co Const | Ogmore, Tawe (including Thaw and Cadoxton) |  | Flood risk asset maintenance to include invasive weed control and channel clearance to maintain conveyance to target condition. | Channels | X |  | X | [16 empty] | Flood risk |  | 30% | 10% | 30% | 30%
FR/19/S175 | Llynfi System Ufrm Sys | Pen-y-bont ar Ogwr - Bridgend | Ogmore Co Const | Ogmore, Tawe (including Thaw and Cadoxton) |  |  | Raised defences
FR/19/S175 | Llynfi System Ufrm Sys | Pen-y-bont ar Ogwr - Bridgend | Ogmore Co Const | Ogmore, Tawe (including Thaw and Cadoxton) |  |  | Structures
FR/19/S175 | Llynfi System Ufrm Sys | Pen-y-bont ar Ogwr - Bridgend | Ogmore Co Const | Ogmore, Tawe (including Thaw and Cadoxton) |  |  | Non FRM assets
FR/19/S175 | Llynfi System Ufrm Sys | Pen-y-bont ar Ogwr - Bridgend | Ogmore Co Const | Ogmore, Tawe (including Thaw and Cadoxton) |  |  | Operation & operability
FR/19/S175 | Llynfi System Ufrm Sys | Pen-y-bont ar Ogwr - Bridgend | Ogmore Co Const | Ogmore, Tawe (including Thaw and Cadoxton) |  |  | MEICA assets
FR/19/S176 | Ewenni Ufrm Sys | Pen-y-bont ar Ogwr - Bridgend | Bridgend Co Const | Ogmore, Tawe (including Thaw and Cadoxton) |  | Flood risk asset maintenance to include invasive weed control, weed and silt control by an excavator, grass/vegetation control along raised banks and the channel, shoal management, inspection of trash screens, maintenance of flap valves and similar flood defence structures and channel clearance to maintain conveyance to target condition. | Channels | X | X | X | X | [15 empty] | Flood risk |  | 50% | 10% | 20% | 20%
FR/19/S176 | Ewenni Ufrm Sys | Pen-y-bont ar Ogwr - Bridgend | Bridgend Co Const | Ogmore, Tawe (including Thaw and Cadoxton) |  |  | Raised defences | [5 empty] | X | X | [12 empty] | Flood risk |  | 100%
FR/19/S176 | Ewenni Ufrm Sys | Pen-y-bont ar Ogwr - Bridgend | Bridgend Co Const | Ogmore, Tawe (including Thaw and Cadoxton) |  |  | Structures | [11 empty] | X | [7 empty] | Flood risk |  | 30% | 20% | 30% | 20%
FR/19/S176 | Ewenni Ufrm Sys | Pen-y-bont ar Ogwr - Bridgend | Bridgend Co Const | Ogmore, Tawe (including Thaw and Cadoxton) |  |  | Non FRM assets
FR/19/S176 | Ewenni Ufrm Sys | Pen-y-bont ar Ogwr - Bridgend | Bridgend Co Const | Ogmore, Tawe (including Thaw and Cadoxton) |  |  | Operation & operability | [13 empty] | X | [5 empty] | Flood risk |  | 20% | 30% | 20% | 30%
FR/19/S176 | Ewenni Ufrm Sys | Pen-y-bont ar Ogwr - Bridgend | Bridgend Co Const | Ogmore, Tawe (including Thaw and Cadoxton) |  |  | MEICA assets
FR/19/S177 | Ewenni Fach Ufrm Sys | Rhondda, Cynon, Taf - Rhondda, Cynon, Taff | Ogmore Co Const | Ogmore, Tawe (including Thaw and Cadoxton) |  | Flood risk asset maintenance to include invasive weed control and channel clearance to maintain conveyance to target condition. | Channels | X |  | X | X | [15 empty] | Flood risk |  | 20% | 40% | 20% | 20%
FR/19/S177 | Ewenni Fach Ufrm Sys | Rhondda, Cynon, Taf - Rhondda, Cynon, Taff | Ogmore Co Const | Ogmore, Tawe (including Thaw and Cadoxton) |  |  | Raised defences
FR/19/S177 | Ewenni Fach Ufrm Sys | Rhondda, Cynon, Taf - Rhondda, Cynon, Taff | Ogmore Co Const | Ogmore, Tawe (including Thaw and Cadoxton) |  |  | Structures
FR/19/S177 | Ewenni Fach Ufrm Sys | Rhondda, Cynon, Taf - Rhondda, Cynon, Taff | Ogmore Co Const | Ogmore, Tawe (including Thaw and Cadoxton) |  |  | Non FRM assets
FR/19/S177 | Ewenni Fach Ufrm Sys | Rhondda, Cynon, Taf - Rhondda, Cynon, Taff | Ogmore Co Const | Ogmore, Tawe (including Thaw and Cadoxton) |  |  | Operation & operability
FR/19/S177 | Ewenni Fach Ufrm Sys | Rhondda, Cynon, Taf - Rhondda, Cynon, Taff | Ogmore Co Const | Ogmore, Tawe (including Thaw and Cadoxton) |  |  | MEICA assets
FR/19/S178 | Nant Crymlyn Rfrm Sys | Pen-y-bont ar Ogwr - Bridgend | Ogmore Co Const | Ogmore, Tawe (including Thaw and Cadoxton) |  | We have no planned maintenance for this system in this current year | Channels
FR/19/S178 | Nant Crymlyn Rfrm Sys | Pen-y-bont ar Ogwr - Bridgend | Ogmore Co Const | Ogmore, Tawe (including Thaw and Cadoxton) |  |  | Raised defences
FR/19/S178 | Nant Crymlyn Rfrm Sys | Pen-y-bont ar Ogwr - Bridgend | Ogmore Co Const | Ogmore, Tawe (including Thaw and Cadoxton) |  |  | Structures
FR/19/S178 | Nant Crymlyn Rfrm Sys | Pen-y-bont ar Ogwr - Bridgend | Ogmore Co Const | Ogmore, Tawe (including Thaw and Cadoxton) |  |  | Non FRM assets
FR/19/S178 | Nant Crymlyn Rfrm Sys | Pen-y-bont ar Ogwr - Bridgend | Ogmore Co Const | Ogmore, Tawe (including Thaw and Cadoxton) |  |  | Operation & operability
FR/19/S178 | Nant Crymlyn Rfrm Sys | Pen-y-bont ar Ogwr - Bridgend | Ogmore Co Const | Ogmore, Tawe (including Thaw and Cadoxton) |  |  | MEICA assets
FR/19/S179 | Afon Alun Sys Rfrm | Bro Morgannwg - the Vale of Glamorgan | Vale of Glamorgan Co Const | Ogmore, Tawe (including Thaw and Cadoxton) | Lavernock Point to St Ann's Head | Flood risk asset maintenance to include channel clearance to maintain conveyance to target condition. | Channels |  |  | X | [16 empty] | Flood risk |  | 30% | 20% | 30% | 20%
FR/19/S179 | Afon Alun Sys Rfrm | Bro Morgannwg - the Vale of Glamorgan | Vale of Glamorgan Co Const | Ogmore, Tawe (including Thaw and Cadoxton) | Lavernock Point to St Ann's Head |  | Raised defences
FR/19/S179 | Afon Alun Sys Rfrm | Bro Morgannwg - the Vale of Glamorgan | Vale of Glamorgan Co Const | Ogmore, Tawe (including Thaw and Cadoxton) | Lavernock Point to St Ann's Head |  | Structures
FR/19/S179 | Afon Alun Sys Rfrm | Bro Morgannwg - the Vale of Glamorgan | Vale of Glamorgan Co Const | Ogmore, Tawe (including Thaw and Cadoxton) | Lavernock Point to St Ann's Head |  | Non FRM assets
FR/19/S179 | Afon Alun Sys Rfrm | Bro Morgannwg - the Vale of Glamorgan | Vale of Glamorgan Co Const | Ogmore, Tawe (including Thaw and Cadoxton) | Lavernock Point to St Ann's Head |  | Operation & operability
FR/19/S179 | Afon Alun Sys Rfrm | Bro Morgannwg - the Vale of Glamorgan | Vale of Glamorgan Co Const | Ogmore, Tawe (including Thaw and Cadoxton) | Lavernock Point to St Ann's Head |  | MEICA assets
FR/19/S180 | Llandow Brook Ufrm Sys | Bro Morgannwg - the Vale of Glamorgan | Vale of Glamorgan Co Const | Ogmore, Tawe (including Thaw and Cadoxton) | Lavernock Point to St Ann's Head | Flood risk asset maintenance to include invasive weed control, weed and silt control by an excavator, grass/vegetation control along raised banks and the channel and channel clearance to maintain conveyance to target condition. | Channels | X | X | X | X | [15 empty] | Flood risk |  | 20% | 40% | 20% | 20%
FR/19/S180 | Llandow Brook Ufrm Sys | Bro Morgannwg - the Vale of Glamorgan | Vale of Glamorgan Co Const | Ogmore, Tawe (including Thaw and Cadoxton) | Lavernock Point to St Ann's Head |  | Raised defences | [5 empty] | X | X | [12 empty] | Flood risk |  |  | 100%
FR/19/S180 | Llandow Brook Ufrm Sys | Bro Morgannwg - the Vale of Glamorgan | Vale of Glamorgan Co Const | Ogmore, Tawe (including Thaw and Cadoxton) | Lavernock Point to St Ann's Head |  | Structures
FR/19/S180 | Llandow Brook Ufrm Sys | Bro Morgannwg - the Vale of Glamorgan | Vale of Glamorgan Co Const | Ogmore, Tawe (including Thaw and Cadoxton) | Lavernock Point to St Ann's Head |  | Non FRM assets
FR/19/S180 | Llandow Brook Ufrm Sys | Bro Morgannwg - the Vale of Glamorgan | Vale of Glamorgan Co Const | Ogmore, Tawe (including Thaw and Cadoxton) | Lavernock Point to St Ann's Head |  | Operation & operability
FR/19/S180 | Llandow Brook Ufrm Sys | Bro Morgannwg - the Vale of Glamorgan | Vale of Glamorgan Co Const | Ogmore, Tawe (including Thaw and Cadoxton) | Lavernock Point to St Ann's Head |  | MEICA assets
FR/19/S181 | Boverton Brook Ufrm Sys | Bro Morgannwg - the Vale of Glamorgan | Vale of Glamorgan Co Const | Ogmore, Tawe (including Thaw and Cadoxton) | Lavernock Point to St Ann's Head | Flood risk asset maintenance to include invasive weed control, weed and silt control by an excavator, grass/vegetation control along raised banks and the channel, inspection of trash screens and channel clearance to maintain conveyance to target condition. | Channels | X | X | X | X | [15 empty] | Flood risk |  | 40% | 30% | 20% | 20%
FR/19/S181 | Boverton Brook Ufrm Sys | Bro Morgannwg - the Vale of Glamorgan | Vale of Glamorgan Co Const | Ogmore, Tawe (including Thaw and Cadoxton) | Lavernock Point to St Ann's Head |  | Raised defences | [5 empty] | X | X | [12 empty] | Flood risk |  | 100%
FR/19/S181 | Boverton Brook Ufrm Sys | Bro Morgannwg - the Vale of Glamorgan | Vale of Glamorgan Co Const | Ogmore, Tawe (including Thaw and Cadoxton) | Lavernock Point to St Ann's Head |  | Structures
FR/19/S181 | Boverton Brook Ufrm Sys | Bro Morgannwg - the Vale of Glamorgan | Vale of Glamorgan Co Const | Ogmore, Tawe (including Thaw and Cadoxton) | Lavernock Point to St Ann's Head |  | Non FRM assets
FR/19/S181 | Boverton Brook Ufrm Sys | Bro Morgannwg - the Vale of Glamorgan | Vale of Glamorgan Co Const | Ogmore, Tawe (including Thaw and Cadoxton) | Lavernock Point to St Ann's Head |  | Operation & operability | [13 empty] | X | [5 empty] | Flood risk |  | 20% | 30% | 20% | 30%
FR/19/S181 | Boverton Brook Ufrm Sys | Bro Morgannwg - the Vale of Glamorgan | Vale of Glamorgan Co Const | Ogmore, Tawe (including Thaw and Cadoxton) | Lavernock Point to St Ann's Head |  | MEICA assets
FR/19/S182 | Collhugh Ufrm Sys | Bro Morgannwg - the Vale of Glamorgan | Vale of Glamorgan Co Const | Ogmore, Tawe (including Thaw and Cadoxton) | Lavernock Point to St Ann's Head | Flood risk asset maintenance to include weed and silt control by an excavator, grass/vegetation control along raised banks and the channel and channel clearance to maintain conveyance to target condition. | Channels | X | X | X | X | [15 empty] | Flood risk |  | 50% | 10% | 20% | 20%
FR/19/S182 | Collhugh Ufrm Sys | Bro Morgannwg - the Vale of Glamorgan | Vale of Glamorgan Co Const | Ogmore, Tawe (including Thaw and Cadoxton) | Lavernock Point to St Ann's Head |  | Raised defences | [5 empty] | X | X | [12 empty] | Flood risk |  | 100%
FR/19/S182 | Collhugh Ufrm Sys | Bro Morgannwg - the Vale of Glamorgan | Vale of Glamorgan Co Const | Ogmore, Tawe (including Thaw and Cadoxton) | Lavernock Point to St Ann's Head |  | Structures
FR/19/S182 | Collhugh Ufrm Sys | Bro Morgannwg - the Vale of Glamorgan | Vale of Glamorgan Co Const | Ogmore, Tawe (including Thaw and Cadoxton) | Lavernock Point to St Ann's Head |  | Non FRM assets
FR/19/S182 | Collhugh Ufrm Sys | Bro Morgannwg - the Vale of Glamorgan | Vale of Glamorgan Co Const | Ogmore, Tawe (including Thaw and Cadoxton) | Lavernock Point to St Ann's Head |  | Operation & operability
FR/19/S182 | Collhugh Ufrm Sys | Bro Morgannwg - the Vale of Glamorgan | Vale of Glamorgan Co Const | Ogmore, Tawe (including Thaw and Cadoxton) | Lavernock Point to St Ann's Head |  | MEICA assets
FR/19/S183 | Nevern FRM | Sir Benfro - Pembrokeshire | Preseli Pembrokeshire Co Const | Pembrokeshire and Ceredigion Rivers | St Anne's Head to Great Orme's Head | No planned maintenance | Channels
FR/19/S183 | Nevern FRM | Sir Benfro - Pembrokeshire | Preseli Pembrokeshire Co Const | Pembrokeshire and Ceredigion Rivers | St Anne's Head to Great Orme's Head |  | Raised defences
FR/19/S183 | Nevern FRM | Sir Benfro - Pembrokeshire | Preseli Pembrokeshire Co Const | Pembrokeshire and Ceredigion Rivers | St Anne's Head to Great Orme's Head |  | Structures
FR/19/S183 | Nevern FRM | Sir Benfro - Pembrokeshire | Preseli Pembrokeshire Co Const | Pembrokeshire and Ceredigion Rivers | St Anne's Head to Great Orme's Head |  | Non FRM assets
FR/19/S183 | Nevern FRM | Sir Benfro - Pembrokeshire | Preseli Pembrokeshire Co Const | Pembrokeshire and Ceredigion Rivers | St Anne's Head to Great Orme's Head |  | Operation & operability
FR/19/S183 | Nevern FRM | Sir Benfro - Pembrokeshire | Preseli Pembrokeshire Co Const | Pembrokeshire and Ceredigion Rivers | St Anne's Head to Great Orme's Head |  | MEICA assets
FR/19/S184 | Fishgaurd Ufrm Sys | Sir Benfro - Pembrokeshire | Preseli Pembrokeshire Co Const | Pembrokeshire and Ceredigion Rivers | St Anne's Head to Great Orme's Head | Flood risk asset maintenance to include invasive weed control, grass/vegetation control along raised banks and the channel, maintenance of flap valves and similar flood defence structures and channel clearance to maintain conveyance to target condition. | Channels | X |  | X | X | [15 empty] | Flood risk |  | 40% | 20% | 20% | 20%
FR/19/S184 | Fishgaurd Ufrm Sys | Sir Benfro - Pembrokeshire | Preseli Pembrokeshire Co Const | Pembrokeshire and Ceredigion Rivers | St Anne's Head to Great Orme's Head |  | Raised defences | [5 empty] | X | [13 empty] | Flood risk |  | 20% | 30% | 20% | 30%
FR/19/S184 | Fishgaurd Ufrm Sys | Sir Benfro - Pembrokeshire | Preseli Pembrokeshire Co Const | Pembrokeshire and Ceredigion Rivers | St Anne's Head to Great Orme's Head |  | Structures | [11 empty] | X | [7 empty] | Flood risk | H&S/legal/statutory | 30% | 20% | 30% | 20%
FR/19/S184 | Fishgaurd Ufrm Sys | Sir Benfro - Pembrokeshire | Preseli Pembrokeshire Co Const | Pembrokeshire and Ceredigion Rivers | St Anne's Head to Great Orme's Head |  | Non FRM assets
FR/19/S184 | Fishgaurd Ufrm Sys | Sir Benfro - Pembrokeshire | Preseli Pembrokeshire Co Const | Pembrokeshire and Ceredigion Rivers | St Anne's Head to Great Orme's Head |  | Operation & operability | [19 empty] | Flood risk | H&S/legal/statutory | 30% | 20% | 30% | 20%
FR/19/S184 | Fishgaurd Ufrm Sys | Sir Benfro - Pembrokeshire | Preseli Pembrokeshire Co Const | Pembrokeshire and Ceredigion Rivers | St Anne's Head to Great Orme's Head |  | MEICA assets
FR/19/S185 | Goodwick FRMS | Sir Benfro - Pembrokeshire | Preseli Pembrokeshire Co Const | Pembrokeshire and Ceredigion Rivers | St Anne's Head to Great Orme's Head | We have no planned maintenance for this system in this current year | Channels
FR/19/S185 | Goodwick FRMS | Sir Benfro - Pembrokeshire | Preseli Pembrokeshire Co Const | Pembrokeshire and Ceredigion Rivers | St Anne's Head to Great Orme's Head |  | Raised defences
FR/19/S185 | Goodwick FRMS | Sir Benfro - Pembrokeshire | Preseli Pembrokeshire Co Const | Pembrokeshire and Ceredigion Rivers | St Anne's Head to Great Orme's Head |  | Structures
FR/19/S185 | Goodwick FRMS | Sir Benfro - Pembrokeshire | Preseli Pembrokeshire Co Const | Pembrokeshire and Ceredigion Rivers | St Anne's Head to Great Orme's Head |  | Non FRM assets
FR/19/S185 | Goodwick FRMS | Sir Benfro - Pembrokeshire | Preseli Pembrokeshire Co Const | Pembrokeshire and Ceredigion Rivers | St Anne's Head to Great Orme's Head |  | Operation & operability
FR/19/S185 | Goodwick FRMS | Sir Benfro - Pembrokeshire | Preseli Pembrokeshire Co Const | Pembrokeshire and Ceredigion Rivers | St Anne's Head to Great Orme's Head |  | MEICA assets
FR/19/S186 | St Davids FRMS | Sir Benfro - Pembrokeshire | Preseli Pembrokeshire Co Const | Pembrokeshire and Ceredigion Rivers | St Anne's Head to Great Orme's Head | Flood risk asset maintenance to include, channel clearance to maintain conveyance to target condition. | Channels | x | [18 empty] | Flood risk |  | 20% | 30% | 30% | 20%
FR/19/S186 | St Davids FRMS | Sir Benfro - Pembrokeshire | Preseli Pembrokeshire Co Const | Pembrokeshire and Ceredigion Rivers | St Anne's Head to Great Orme's Head |  | Raised defences
FR/19/S186 | St Davids FRMS | Sir Benfro - Pembrokeshire | Preseli Pembrokeshire Co Const | Pembrokeshire and Ceredigion Rivers | St Anne's Head to Great Orme's Head |  | Structures
FR/19/S186 | St Davids FRMS | Sir Benfro - Pembrokeshire | Preseli Pembrokeshire Co Const | Pembrokeshire and Ceredigion Rivers | St Anne's Head to Great Orme's Head |  | Non FRM assets
FR/19/S186 | St Davids FRMS | Sir Benfro - Pembrokeshire | Preseli Pembrokeshire Co Const | Pembrokeshire and Ceredigion Rivers | St Anne's Head to Great Orme's Head |  | Operation & operability
FR/19/S186 | St Davids FRMS | Sir Benfro - Pembrokeshire | Preseli Pembrokeshire Co Const | Pembrokeshire and Ceredigion Rivers | St Anne's Head to Great Orme's Head |  | MEICA assets
FR/19/S187 | Solva FRMS | Sir Benfro - Pembrokeshire | Preseli Pembrokeshire Co Const | Pembrokeshire and Ceredigion Rivers | St Anne's Head to Great Orme's Head | Flood risk asset maintenance to include invasive weed control, shoal management, maintenance of flap valves and similar flood defence structures and channel clearance to maintain conveyance to target condition. | Channels | x |  | x | [16 empty] | Flood risk |  | 20% | 30% | 20% | 30%
FR/19/S187 | Solva FRMS | Sir Benfro - Pembrokeshire | Preseli Pembrokeshire Co Const | Pembrokeshire and Ceredigion Rivers | St Anne's Head to Great Orme's Head |  | Raised defences | [5 empty] | x |  |  |  |  | x | [8 empty] | Flood risk | H&S/legal/statutory | 30% | 20% | 30% | 20%
FR/19/S187 | Solva FRMS | Sir Benfro - Pembrokeshire | Preseli Pembrokeshire Co Const | Pembrokeshire and Ceredigion Rivers | St Anne's Head to Great Orme's Head |  | Structures | [11 empty] | X | [7 empty] | Flood risk | H&S/legal/statutory | 20% | 30% | 20% | 30%
FR/19/S187 | Solva FRMS | Sir Benfro - Pembrokeshire | Preseli Pembrokeshire Co Const | Pembrokeshire and Ceredigion Rivers | St Anne's Head to Great Orme's Head |  | Non FRM assets
FR/19/S187 | Solva FRMS | Sir Benfro - Pembrokeshire | Preseli Pembrokeshire Co Const | Pembrokeshire and Ceredigion Rivers | St Anne's Head to Great Orme's Head |  | Operation & operability
FR/19/S187 | Solva FRMS | Sir Benfro - Pembrokeshire | Preseli Pembrokeshire Co Const | Pembrokeshire and Ceredigion Rivers | St Anne's Head to Great Orme's Head |  | MEICA assets
FR/19/S188 | Aberystwyth/Borth Coastal FRMS | Sir Ceredigion - Ceredigion | Ceredigion Co Const | Pembrokeshire and Ceredigion Rivers | St Anne's Head to Great Orme's Head | We have no planned maintenance for this system in this current year | Channels
FR/19/S188 | Aberystwyth/Borth Coastal FRMS | Sir Ceredigion - Ceredigion | Ceredigion Co Const | Pembrokeshire and Ceredigion Rivers | St Anne's Head to Great Orme's Head |  | Raised defences
FR/19/S188 | Aberystwyth/Borth Coastal FRMS | Sir Ceredigion - Ceredigion | Ceredigion Co Const | Pembrokeshire and Ceredigion Rivers | St Anne's Head to Great Orme's Head |  | Structures
FR/19/S188 | Aberystwyth/Borth Coastal FRMS | Sir Ceredigion - Ceredigion | Ceredigion Co Const | Pembrokeshire and Ceredigion Rivers | St Anne's Head to Great Orme's Head |  | Non FRM assets
FR/19/S188 | Aberystwyth/Borth Coastal FRMS | Sir Ceredigion - Ceredigion | Ceredigion Co Const | Pembrokeshire and Ceredigion Rivers | St Anne's Head to Great Orme's Head |  | Operation & operability
FR/19/S188 | Aberystwyth/Borth Coastal FRMS | Sir Ceredigion - Ceredigion | Ceredigion Co Const | Pembrokeshire and Ceredigion Rivers | St Anne's Head to Great Orme's Head |  | MEICA assets
FR/19/S189 | Newgale FRMS | Sir Benfro - Pembrokeshire | Preseli Pembrokeshire Co Const | Pembrokeshire and Ceredigion Rivers |  | Flood risk asset maintenance to include shoal management to maintain conveyance to target condition. | Channels |  |  | x | [16 empty] | Flood risk |  | 50% |  | 20% | 30%
FR/19/S189 | Newgale FRMS | Sir Benfro - Pembrokeshire | Preseli Pembrokeshire Co Const | Pembrokeshire and Ceredigion Rivers |  |  | Raised defences
FR/19/S189 | Newgale FRMS | Sir Benfro - Pembrokeshire | Preseli Pembrokeshire Co Const | Pembrokeshire and Ceredigion Rivers |  |  | Structures
FR/19/S189 | Newgale FRMS | Sir Benfro - Pembrokeshire | Preseli Pembrokeshire Co Const | Pembrokeshire and Ceredigion Rivers |  |  | Non FRM assets
FR/19/S189 | Newgale FRMS | Sir Benfro - Pembrokeshire | Preseli Pembrokeshire Co Const | Pembrokeshire and Ceredigion Rivers |  |  | Operation & operability
FR/19/S189 | Newgale FRMS | Sir Benfro - Pembrokeshire | Preseli Pembrokeshire Co Const | Pembrokeshire and Ceredigion Rivers |  |  | MEICA assets
FR/19/S190 | Dau Cleddau FRMS | Sir Benfro - Pembrokeshire | Carmarthen West and South Pembrokeshire Co Const | Pembrokeshire and Ceredigion Rivers | Lavernock Point to St Ann's Head | We have no planned maintenance for this system in this current year | Channels
FR/19/S190 | Dau Cleddau FRMS | Sir Benfro - Pembrokeshire | Carmarthen West and South Pembrokeshire Co Const | Pembrokeshire and Ceredigion Rivers | Lavernock Point to St Ann's Head |  | Raised defences
FR/19/S190 | Dau Cleddau FRMS | Sir Benfro - Pembrokeshire | Carmarthen West and South Pembrokeshire Co Const | Pembrokeshire and Ceredigion Rivers | Lavernock Point to St Ann's Head |  | Structures
FR/19/S190 | Dau Cleddau FRMS | Sir Benfro - Pembrokeshire | Carmarthen West and South Pembrokeshire Co Const | Pembrokeshire and Ceredigion Rivers | Lavernock Point to St Ann's Head |  | Non FRM assets
FR/19/S190 | Dau Cleddau FRMS | Sir Benfro - Pembrokeshire | Carmarthen West and South Pembrokeshire Co Const | Pembrokeshire and Ceredigion Rivers | Lavernock Point to St Ann's Head |  | Operation & operability
FR/19/S190 | Dau Cleddau FRMS | Sir Benfro - Pembrokeshire | Carmarthen West and South Pembrokeshire Co Const | Pembrokeshire and Ceredigion Rivers | Lavernock Point to St Ann's Head |  | MEICA assets
FR/19/S191 | Eastern Cleddau | Sir Benfro - Pembrokeshire | Preseli Pembrokeshire Co Const | Pembrokeshire and Ceredigion Rivers | Lavernock Point to St Ann's Head | We have no planned maintenance for this system in this current year | Channels
FR/19/S191 | Eastern Cleddau | Sir Benfro - Pembrokeshire | Preseli Pembrokeshire Co Const | Pembrokeshire and Ceredigion Rivers | Lavernock Point to St Ann's Head |  | Raised defences
FR/19/S191 | Eastern Cleddau | Sir Benfro - Pembrokeshire | Preseli Pembrokeshire Co Const | Pembrokeshire and Ceredigion Rivers | Lavernock Point to St Ann's Head |  | Structures
FR/19/S191 | Eastern Cleddau | Sir Benfro - Pembrokeshire | Preseli Pembrokeshire Co Const | Pembrokeshire and Ceredigion Rivers | Lavernock Point to St Ann's Head |  | Non FRM assets
FR/19/S191 | Eastern Cleddau | Sir Benfro - Pembrokeshire | Preseli Pembrokeshire Co Const | Pembrokeshire and Ceredigion Rivers | Lavernock Point to St Ann's Head |  | Operation & operability
FR/19/S191 | Eastern Cleddau | Sir Benfro - Pembrokeshire | Preseli Pembrokeshire Co Const | Pembrokeshire and Ceredigion Rivers | Lavernock Point to St Ann's Head |  | MEICA assets
FR/19/S192 | Haverfordwest FRMS | Sir Benfro - Pembrokeshire | Preseli Pembrokeshire Co Const | Pembrokeshire and Ceredigion Rivers |  | Flood risk asset maintenance to include invasive weed control, shoal management, maintenance of flood barriers, maintenance of flap valves and similar flood defence structures and channel clearance to maintain conveyance to target condition. | Channels | x |  | x | [16 empty] | Flood risk |  | 20% | 30% | 30% | 20%
FR/19/S192 | Haverfordwest FRMS | Sir Benfro - Pembrokeshire | Preseli Pembrokeshire Co Const | Pembrokeshire and Ceredigion Rivers |  |  | Raised defences | [5 empty] | x | [13 empty] | Flood risk |  | 30% | 20% | 30% | 20%
FR/19/S192 | Haverfordwest FRMS | Sir Benfro - Pembrokeshire | Preseli Pembrokeshire Co Const | Pembrokeshire and Ceredigion Rivers |  |  | Structures | [11 empty] | x | [7 empty] | Flood risk | H&S/legal/statutory | 20% | 30% | 30% | 20%
FR/19/S192 | Haverfordwest FRMS | Sir Benfro - Pembrokeshire | Preseli Pembrokeshire Co Const | Pembrokeshire and Ceredigion Rivers |  |  | Non FRM assets
FR/19/S192 | Haverfordwest FRMS | Sir Benfro - Pembrokeshire | Preseli Pembrokeshire Co Const | Pembrokeshire and Ceredigion Rivers |  |  | Operation & operability
FR/19/S192 | Haverfordwest FRMS | Sir Benfro - Pembrokeshire | Preseli Pembrokeshire Co Const | Pembrokeshire and Ceredigion Rivers |  |  | MEICA assets
FR/19/S193 | Lower Western Cleddau FRMS | Sir Benfro - Pembrokeshire | Preseli Pembrokeshire Co Const | Pembrokeshire and Ceredigion Rivers | Lavernock Point to St Ann's Head | We have no planned maintenance for this system in this current year | Channels
FR/19/S193 | Lower Western Cleddau FRMS | Sir Benfro - Pembrokeshire | Preseli Pembrokeshire Co Const | Pembrokeshire and Ceredigion Rivers | Lavernock Point to St Ann's Head |  | Raised defences
FR/19/S193 | Lower Western Cleddau FRMS | Sir Benfro - Pembrokeshire | Preseli Pembrokeshire Co Const | Pembrokeshire and Ceredigion Rivers | Lavernock Point to St Ann's Head |  | Structures
FR/19/S193 | Lower Western Cleddau FRMS | Sir Benfro - Pembrokeshire | Preseli Pembrokeshire Co Const | Pembrokeshire and Ceredigion Rivers | Lavernock Point to St Ann's Head |  | Non FRM assets
FR/19/S193 | Lower Western Cleddau FRMS | Sir Benfro - Pembrokeshire | Preseli Pembrokeshire Co Const | Pembrokeshire and Ceredigion Rivers | Lavernock Point to St Ann's Head |  | Operation & operability
FR/19/S193 | Lower Western Cleddau FRMS | Sir Benfro - Pembrokeshire | Preseli Pembrokeshire Co Const | Pembrokeshire and Ceredigion Rivers | Lavernock Point to St Ann's Head |  | MEICA assets
FR/19/S194 | Pembroke FRMS | Sir Benfro - Pembrokeshire | Carmarthen West and South Pembrokeshire Co Const | Pembrokeshire and Ceredigion Rivers | Lavernock Point to St Ann's Head | We have no planned maintenance for this system in this current year | Channels
FR/19/S194 | Pembroke FRMS | Sir Benfro - Pembrokeshire | Carmarthen West and South Pembrokeshire Co Const | Pembrokeshire and Ceredigion Rivers | Lavernock Point to St Ann's Head |  | Raised defences
FR/19/S194 | Pembroke FRMS | Sir Benfro - Pembrokeshire | Carmarthen West and South Pembrokeshire Co Const | Pembrokeshire and Ceredigion Rivers | Lavernock Point to St Ann's Head |  | Structures
FR/19/S194 | Pembroke FRMS | Sir Benfro - Pembrokeshire | Carmarthen West and South Pembrokeshire Co Const | Pembrokeshire and Ceredigion Rivers | Lavernock Point to St Ann's Head |  | Non FRM assets
FR/19/S194 | Pembroke FRMS | Sir Benfro - Pembrokeshire | Carmarthen West and South Pembrokeshire Co Const | Pembrokeshire and Ceredigion Rivers | Lavernock Point to St Ann's Head |  | Operation & operability
FR/19/S194 | Pembroke FRMS | Sir Benfro - Pembrokeshire | Carmarthen West and South Pembrokeshire Co Const | Pembrokeshire and Ceredigion Rivers | Lavernock Point to St Ann's Head |  | MEICA assets
FR/19/S195 | Castlemaetin Corse FRMS | Sir Benfro - Pembrokeshire | Carmarthen West and South Pembrokeshire Co Const | Pembrokeshire and Ceredigion Rivers | Lavernock Point to St Ann's Head | We have no planned maintenance for this system in this current year | Channels
FR/19/S195 | Castlemaetin Corse FRMS | Sir Benfro - Pembrokeshire | Carmarthen West and South Pembrokeshire Co Const | Pembrokeshire and Ceredigion Rivers | Lavernock Point to St Ann's Head |  | Raised defences
FR/19/S195 | Castlemaetin Corse FRMS | Sir Benfro - Pembrokeshire | Carmarthen West and South Pembrokeshire Co Const | Pembrokeshire and Ceredigion Rivers | Lavernock Point to St Ann's Head |  | Structures
FR/19/S195 | Castlemaetin Corse FRMS | Sir Benfro - Pembrokeshire | Carmarthen West and South Pembrokeshire Co Const | Pembrokeshire and Ceredigion Rivers | Lavernock Point to St Ann's Head |  | Non FRM assets
FR/19/S195 | Castlemaetin Corse FRMS | Sir Benfro - Pembrokeshire | Carmarthen West and South Pembrokeshire Co Const | Pembrokeshire and Ceredigion Rivers | Lavernock Point to St Ann's Head |  | Operation & operability
FR/19/S195 | Castlemaetin Corse FRMS | Sir Benfro - Pembrokeshire | Carmarthen West and South Pembrokeshire Co Const | Pembrokeshire and Ceredigion Rivers | Lavernock Point to St Ann's Head |  | MEICA assets
FR/19/S196 | Freshwater East FRMS | Sir Benfro - Pembrokeshire | Carmarthen West and South Pembrokeshire Co Const | Pembrokeshire and Ceredigion Rivers | Lavernock Point to St Ann's Head | We have no planned maintenance for this system in this current year | Channels
FR/19/S196 | Freshwater East FRMS | Sir Benfro - Pembrokeshire | Carmarthen West and South Pembrokeshire Co Const | Pembrokeshire and Ceredigion Rivers | Lavernock Point to St Ann's Head |  | Raised defences
FR/19/S196 | Freshwater East FRMS | Sir Benfro - Pembrokeshire | Carmarthen West and South Pembrokeshire Co Const | Pembrokeshire and Ceredigion Rivers | Lavernock Point to St Ann's Head |  | Structures
FR/19/S196 | Freshwater East FRMS | Sir Benfro - Pembrokeshire | Carmarthen West and South Pembrokeshire Co Const | Pembrokeshire and Ceredigion Rivers | Lavernock Point to St Ann's Head |  | Non FRM assets
FR/19/S196 | Freshwater East FRMS | Sir Benfro - Pembrokeshire | Carmarthen West and South Pembrokeshire Co Const | Pembrokeshire and Ceredigion Rivers | Lavernock Point to St Ann's Head |  | Operation & operability
FR/19/S196 | Freshwater East FRMS | Sir Benfro - Pembrokeshire | Carmarthen West and South Pembrokeshire Co Const | Pembrokeshire and Ceredigion Rivers | Lavernock Point to St Ann's Head |  | MEICA assets
FR/19/S197 | Tenby FRMS | Sir Benfro - Pembrokeshire | Carmarthen West and South Pembrokeshire Co Const | Pembrokeshire and Ceredigion Rivers | Lavernock Point to St Ann's Head | Flood risk asset maintenance to include weed and silt control by an excavator, grass/vegetation control along raised banks and the channel, inspection of trash screens, maintenance of flap valves and similar flood defence structures and channel clearance to maintain conveyance to target condition. | Channels | X | X | X | X | [15 empty] | Flood risk |  | 10% | 30% | 10% | 50%
FR/19/S197 | Tenby FRMS | Sir Benfro - Pembrokeshire | Carmarthen West and South Pembrokeshire Co Const | Pembrokeshire and Ceredigion Rivers | Lavernock Point to St Ann's Head |  | Raised defences
FR/19/S197 | Tenby FRMS | Sir Benfro - Pembrokeshire | Carmarthen West and South Pembrokeshire Co Const | Pembrokeshire and Ceredigion Rivers | Lavernock Point to St Ann's Head |  | Structures | [11 empty] | X | [7 empty] | Flood risk | H&S/legal/statutory | 20% | 30% | 20% | 30%
FR/19/S197 | Tenby FRMS | Sir Benfro - Pembrokeshire | Carmarthen West and South Pembrokeshire Co Const | Pembrokeshire and Ceredigion Rivers | Lavernock Point to St Ann's Head |  | Non FRM assets
FR/19/S197 | Tenby FRMS | Sir Benfro - Pembrokeshire | Carmarthen West and South Pembrokeshire Co Const | Pembrokeshire and Ceredigion Rivers | Lavernock Point to St Ann's Head |  | Operation & operability | [13 empty] | X | [5 empty] | Flood risk | H&S/legal/statutory | 30% | 20% | 30% | 20%
FR/19/S197 | Tenby FRMS | Sir Benfro - Pembrokeshire | Carmarthen West and South Pembrokeshire Co Const | Pembrokeshire and Ceredigion Rivers | Lavernock Point to St Ann's Head |  | MEICA assets | [16 empty] | X |  |  | Flood risk |  |  |  | 100%
FR/19/S198 | Stepaside FRMS | Sir Benfro - Pembrokeshire | Carmarthen West and South Pembrokeshire Co Const | Pembrokeshire and Ceredigion Rivers | Lavernock Point to St Ann's Head | Flood risk asset maintenance to include invasive weed control, grass/vegetation control along raised banks and the channel, shoal management, maintenance of flap valves and similar flood defence structures and channel clearance to maintain conveyance to target condition. | Channels |  |  | x | [16 empty] | Flood risk |  | 30% | 30% | 20% | 20%
FR/19/S198 | Stepaside FRMS | Sir Benfro - Pembrokeshire | Carmarthen West and South Pembrokeshire Co Const | Pembrokeshire and Ceredigion Rivers | Lavernock Point to St Ann's Head |  | Raised defences | [5 empty] | x | [13 empty] | Flood risk |  | 30% | 30% | 20% | 20%
FR/19/S198 | Stepaside FRMS | Sir Benfro - Pembrokeshire | Carmarthen West and South Pembrokeshire Co Const | Pembrokeshire and Ceredigion Rivers | Lavernock Point to St Ann's Head |  | Structures | [11 empty] | x | [7 empty] | Flood risk | H&S/legal/statutory | 20% | 30% | 20% | 30%
FR/19/S198 | Stepaside FRMS | Sir Benfro - Pembrokeshire | Carmarthen West and South Pembrokeshire Co Const | Pembrokeshire and Ceredigion Rivers | Lavernock Point to St Ann's Head |  | Non FRM assets
FR/19/S198 | Stepaside FRMS | Sir Benfro - Pembrokeshire | Carmarthen West and South Pembrokeshire Co Const | Pembrokeshire and Ceredigion Rivers | Lavernock Point to St Ann's Head |  | Operation & operability
FR/19/S198 | Stepaside FRMS | Sir Benfro - Pembrokeshire | Carmarthen West and South Pembrokeshire Co Const | Pembrokeshire and Ceredigion Rivers | Lavernock Point to St Ann's Head |  | MEICA assets
FR/19/S199 | Amroth FRMS | Sir Benfro - Pembrokeshire | Carmarthen West and South Pembrokeshire Co Const | Pembrokeshire and Ceredigion Rivers | Lavernock Point to St Ann's Head | Flood risk asset maintenance to include channel clearance to maintain conveyance to target condition. | Channels |  |  | x | [16 empty] | Flood risk |  | 40% | 10% | 20% | 30%
FR/19/S199 | Amroth FRMS | Sir Benfro - Pembrokeshire | Carmarthen West and South Pembrokeshire Co Const | Pembrokeshire and Ceredigion Rivers | Lavernock Point to St Ann's Head |  | Raised defences
FR/19/S199 | Amroth FRMS | Sir Benfro - Pembrokeshire | Carmarthen West and South Pembrokeshire Co Const | Pembrokeshire and Ceredigion Rivers | Lavernock Point to St Ann's Head |  | Structures
FR/19/S199 | Amroth FRMS | Sir Benfro - Pembrokeshire | Carmarthen West and South Pembrokeshire Co Const | Pembrokeshire and Ceredigion Rivers | Lavernock Point to St Ann's Head |  | Non FRM assets
FR/19/S199 | Amroth FRMS | Sir Benfro - Pembrokeshire | Carmarthen West and South Pembrokeshire Co Const | Pembrokeshire and Ceredigion Rivers | Lavernock Point to St Ann's Head |  | Operation & operability
FR/19/S199 | Amroth FRMS | Sir Benfro - Pembrokeshire | Carmarthen West and South Pembrokeshire Co Const | Pembrokeshire and Ceredigion Rivers | Lavernock Point to St Ann's Head |  | MEICA assets
FR/19/S200 | Trelissey stream FRMS | Sir Benfro - Pembrokeshire | Carmarthen West and South Pembrokeshire Co Const | Pembrokeshire and Ceredigion Rivers | Lavernock Point to St Ann's Head | Flood risk asset maintenance to shoal management, to maintain conveyance to target condition. | Channels |  |  | x | [16 empty] | Flood risk |  | 30% |  | 40% | 30%
FR/19/S200 | Trelissey stream FRMS | Sir Benfro - Pembrokeshire | Carmarthen West and South Pembrokeshire Co Const | Pembrokeshire and Ceredigion Rivers | Lavernock Point to St Ann's Head |  | Raised defences
FR/19/S200 | Trelissey stream FRMS | Sir Benfro - Pembrokeshire | Carmarthen West and South Pembrokeshire Co Const | Pembrokeshire and Ceredigion Rivers | Lavernock Point to St Ann's Head |  | Structures | [11 empty] | X | [7 empty] | Flood risk | H&S/legal/statutory | 20% | 30% | 20% | 30%
FR/19/S200 | Trelissey stream FRMS | Sir Benfro - Pembrokeshire | Carmarthen West and South Pembrokeshire Co Const | Pembrokeshire and Ceredigion Rivers | Lavernock Point to St Ann's Head |  | Non FRM assets
FR/19/S200 | Trelissey stream FRMS | Sir Benfro - Pembrokeshire | Carmarthen West and South Pembrokeshire Co Const | Pembrokeshire and Ceredigion Rivers | Lavernock Point to St Ann's Head |  | Operation & operability
FR/19/S200 | Trelissey stream FRMS | Sir Benfro - Pembrokeshire | Carmarthen West and South Pembrokeshire Co Const | Pembrokeshire and Ceredigion Rivers | Lavernock Point to St Ann's Head |  | MEICA assets
FR/19/S201 | Pendine FRMS | Sir Gaerfyrddin - Carmarthenshire | Carmarthen West and South Pembrokeshire Co Const | Loughor to Taf | Lavernock Point to St Ann's Head | Flood risk asset maintenance to include invasive weed control, weed and silt control by an excavator, shoal management, inspection of trash screens, channel clearance to maintain conveyance to target condition. | Channels |  | x | x | [16 empty] | Flood risk |  | 40% | 20% | 20% | 20%
FR/19/S201 | Pendine FRMS | Sir Gaerfyrddin - Carmarthenshire | Carmarthen West and South Pembrokeshire Co Const | Loughor to Taf | Lavernock Point to St Ann's Head |  | Raised defences
FR/19/S201 | Pendine FRMS | Sir Gaerfyrddin - Carmarthenshire | Carmarthen West and South Pembrokeshire Co Const | Loughor to Taf | Lavernock Point to St Ann's Head |  | Structures
FR/19/S201 | Pendine FRMS | Sir Gaerfyrddin - Carmarthenshire | Carmarthen West and South Pembrokeshire Co Const | Loughor to Taf | Lavernock Point to St Ann's Head |  | Non FRM assets
FR/19/S201 | Pendine FRMS | Sir Gaerfyrddin - Carmarthenshire | Carmarthen West and South Pembrokeshire Co Const | Loughor to Taf | Lavernock Point to St Ann's Head |  | Operation & operability
FR/19/S201 | Pendine FRMS | Sir Gaerfyrddin - Carmarthenshire | Carmarthen West and South Pembrokeshire Co Const | Loughor to Taf | Lavernock Point to St Ann's Head |  | MEICA assets
FR/19/S202 | Whitland FRMS | Sir Gaerfyrddin - Carmarthenshire | Carmarthen West and South Pembrokeshire Co Const | Loughor to Taf |  | Flood risk asset maintenance to include grass/vegetation control along raised banks and the channel, shoal management, maintenance of flap valves and similar flood defence structures and channel clearance to maintain conveyance to target condition. | Channels |  |  | x | [16 empty] | Flood risk |  | 30% | 40% | 10% | 20%
FR/19/S202 | Whitland FRMS | Sir Gaerfyrddin - Carmarthenshire | Carmarthen West and South Pembrokeshire Co Const | Loughor to Taf |  |  | Raised defences | [5 empty] | x | x | [12 empty] | Flood risk |  | 30% | 30% | 20% | 20%
FR/19/S202 | Whitland FRMS | Sir Gaerfyrddin - Carmarthenshire | Carmarthen West and South Pembrokeshire Co Const | Loughor to Taf |  |  | Structures | [11 empty] | x | [7 empty] | Flood risk | H&S/legal/statutory | 20% | 30% | 30% | 20%
FR/19/S202 | Whitland FRMS | Sir Gaerfyrddin - Carmarthenshire | Carmarthen West and South Pembrokeshire Co Const | Loughor to Taf |  |  | Non FRM assets
FR/19/S202 | Whitland FRMS | Sir Gaerfyrddin - Carmarthenshire | Carmarthen West and South Pembrokeshire Co Const | Loughor to Taf |  |  | Operation & operability
FR/19/S202 | Whitland FRMS | Sir Gaerfyrddin - Carmarthenshire | Carmarthen West and South Pembrokeshire Co Const | Loughor to Taf |  |  | MEICA assets
FR/19/S203 | Upper Taf FRMS | Sir Benfro - Pembrokeshire | Preseli Pembrokeshire Co Const | Loughor to Taf |  | We have no planned maintenance for this system in this current year | Channels
FR/19/S203 | Upper Taf FRMS | Sir Benfro - Pembrokeshire | Preseli Pembrokeshire Co Const | Loughor to Taf |  |  | Raised defences
FR/19/S203 | Upper Taf FRMS | Sir Benfro - Pembrokeshire | Preseli Pembrokeshire Co Const | Loughor to Taf |  |  | Structures
FR/19/S203 | Upper Taf FRMS | Sir Benfro - Pembrokeshire | Preseli Pembrokeshire Co Const | Loughor to Taf |  |  | Non FRM assets
FR/19/S203 | Upper Taf FRMS | Sir Benfro - Pembrokeshire | Preseli Pembrokeshire Co Const | Loughor to Taf |  |  | Operation & operability
FR/19/S203 | Upper Taf FRMS | Sir Benfro - Pembrokeshire | Preseli Pembrokeshire Co Const | Loughor to Taf |  |  | MEICA assets
FR/19/S204 | Laugharne FRMS | Sir Gaerfyrddin - Carmarthenshire | Carmarthen West and South Pembrokeshire Co Const | Loughor to Taf |  | Flood risk asset maintenance to include grass/vegetation control along raised banks and the channel, maintenance of flap valves and similar flood defence structures and channel clearance to maintain conveyance to target condition. | Channels |  |  | x | [16 empty] | Flood risk |  | 30% | 20% | 20% | 30%
FR/19/S204 | Laugharne FRMS | Sir Gaerfyrddin - Carmarthenshire | Carmarthen West and South Pembrokeshire Co Const | Loughor to Taf |  |  | Raised defences | [5 empty] | x | [13 empty] | Flood risk |  | 20% | 30% | 20% | 30%
FR/19/S204 | Laugharne FRMS | Sir Gaerfyrddin - Carmarthenshire | Carmarthen West and South Pembrokeshire Co Const | Loughor to Taf |  |  | Structures | [11 empty] | x | [7 empty] | Flood risk |  | 30% | 20% | 30% | 20%
FR/19/S204 | Laugharne FRMS | Sir Gaerfyrddin - Carmarthenshire | Carmarthen West and South Pembrokeshire Co Const | Loughor to Taf |  |  | Non FRM assets
FR/19/S204 | Laugharne FRMS | Sir Gaerfyrddin - Carmarthenshire | Carmarthen West and South Pembrokeshire Co Const | Loughor to Taf |  |  | Operation & operability
FR/19/S204 | Laugharne FRMS | Sir Gaerfyrddin - Carmarthenshire | Carmarthen West and South Pembrokeshire Co Const | Loughor to Taf |  |  | MEICA assets
FR/19/S205 | Cywyn FRMS | Sir Gaerfyrddin - Carmarthenshire | Carmarthen West and South Pembrokeshire Co Const | Loughor to Taf |  | Flood risk asset maintenance to include shoal management, maintenance of flap valves and similar flood defence structures to maintain conveyance to target condition. | Channels |  |  | x | [16 empty] | Flood risk |  | 50% | 50%
FR/19/S205 | Cywyn FRMS | Sir Gaerfyrddin - Carmarthenshire | Carmarthen West and South Pembrokeshire Co Const | Loughor to Taf |  |  | Raised defences
FR/19/S205 | Cywyn FRMS | Sir Gaerfyrddin - Carmarthenshire | Carmarthen West and South Pembrokeshire Co Const | Loughor to Taf |  |  | Structures | [11 empty] | x | [7 empty] | Flood risk |  | 20% | 30% | 30% | 30%
FR/19/S205 | Cywyn FRMS | Sir Gaerfyrddin - Carmarthenshire | Carmarthen West and South Pembrokeshire Co Const | Loughor to Taf |  |  | Non FRM assets
FR/19/S205 | Cywyn FRMS | Sir Gaerfyrddin - Carmarthenshire | Carmarthen West and South Pembrokeshire Co Const | Loughor to Taf |  |  | Operation & operability
FR/19/S205 | Cywyn FRMS | Sir Gaerfyrddin - Carmarthenshire | Carmarthen West and South Pembrokeshire Co Const | Loughor to Taf |  |  | MEICA assets
FR/19/S206 | Nant y coedcae FRMS | Sir Gaerfyrddin - Carmarthenshire | Carmarthen West and South Pembrokeshire Co Const | Loughor to Taf |  | We have no planned maintenance for this system in this current year | Channels
FR/19/S206 | Nant y coedcae FRMS | Sir Gaerfyrddin - Carmarthenshire | Carmarthen West and South Pembrokeshire Co Const | Loughor to Taf |  |  | Raised defences
FR/19/S206 | Nant y coedcae FRMS | Sir Gaerfyrddin - Carmarthenshire | Carmarthen West and South Pembrokeshire Co Const | Loughor to Taf |  |  | Structures
FR/19/S206 | Nant y coedcae FRMS | Sir Gaerfyrddin - Carmarthenshire | Carmarthen West and South Pembrokeshire Co Const | Loughor to Taf |  |  | Non FRM assets
FR/19/S206 | Nant y coedcae FRMS | Sir Gaerfyrddin - Carmarthenshire | Carmarthen West and South Pembrokeshire Co Const | Loughor to Taf |  |  | Operation & operability
FR/19/S206 | Nant y coedcae FRMS | Sir Gaerfyrddin - Carmarthenshire | Carmarthen West and South Pembrokeshire Co Const | Loughor to Taf |  |  | MEICA assets
FR/19/S207 | St Clears FRMS | Sir Gaerfyrddin - Carmarthenshire | Carmarthen West and South Pembrokeshire Co Const | Loughor to Taf | Lavernock Point to St Ann's Head | Flood risk asset maintenance to include invasive weed control, shoal management, maintenance of flap valves and similar flood defence structures and channel clearance to maintain conveyance to target condition. | Channels |  |  | x | [16 empty] | Flood risk |  | 50% | 50%
FR/19/S207 | St Clears FRMS | Sir Gaerfyrddin - Carmarthenshire | Carmarthen West and South Pembrokeshire Co Const | Loughor to Taf | Lavernock Point to St Ann's Head |  | Raised defences | [5 empty] | x | [13 empty] | Flood risk |  | 30% | 20% | 20% | 30%
FR/19/S207 | St Clears FRMS | Sir Gaerfyrddin - Carmarthenshire | Carmarthen West and South Pembrokeshire Co Const | Loughor to Taf | Lavernock Point to St Ann's Head |  | Structures | [11 empty] | x | [7 empty] | Flood risk | H&S/legal/statutory | 30% | 20% | 20% | 30%
FR/19/S207 | St Clears FRMS | Sir Gaerfyrddin - Carmarthenshire | Carmarthen West and South Pembrokeshire Co Const | Loughor to Taf | Lavernock Point to St Ann's Head |  | Non FRM assets
FR/19/S207 | St Clears FRMS | Sir Gaerfyrddin - Carmarthenshire | Carmarthen West and South Pembrokeshire Co Const | Loughor to Taf | Lavernock Point to St Ann's Head |  | Operation & operability
FR/19/S207 | St Clears FRMS | Sir Gaerfyrddin - Carmarthenshire | Carmarthen West and South Pembrokeshire Co Const | Loughor to Taf | Lavernock Point to St Ann's Head |  | MEICA assets
FR/19/S208 | Meidrim FRMS | Sir Gaerfyrddin - Carmarthenshire | Carmarthen West and South Pembrokeshire Co Const | Loughor to Taf |  | Flood risk asset maintenance to include grass/vegetation control along raised banks and the channel, shoal management, to maintain conveyance to target condition. | Channels |  |  | x | [16 empty] | Flood risk |  |  | 100%
FR/19/S208 | Meidrim FRMS | Sir Gaerfyrddin - Carmarthenshire | Carmarthen West and South Pembrokeshire Co Const | Loughor to Taf |  |  | Raised defences | [5 empty] | x | [13 empty] | Flood risk |  | 30% | 20% | 30% | 20%
FR/19/S208 | Meidrim FRMS | Sir Gaerfyrddin - Carmarthenshire | Carmarthen West and South Pembrokeshire Co Const | Loughor to Taf |  |  | Structures
FR/19/S208 | Meidrim FRMS | Sir Gaerfyrddin - Carmarthenshire | Carmarthen West and South Pembrokeshire Co Const | Loughor to Taf |  |  | Non FRM assets
FR/19/S208 | Meidrim FRMS | Sir Gaerfyrddin - Carmarthenshire | Carmarthen West and South Pembrokeshire Co Const | Loughor to Taf |  |  | Operation & operability
FR/19/S208 | Meidrim FRMS | Sir Gaerfyrddin - Carmarthenshire | Carmarthen West and South Pembrokeshire Co Const | Loughor to Taf |  |  | MEICA assets
FR/19/S209 | Ferryside FRMS | Sir Gaerfyrddin - Carmarthenshire | Carmarthen East and Dinefwr Co Const | Loughor to Taf | Lavernock Point to St Ann's Head | Flood risk asset maintenance to include shoal management, maintenance of flap valves and similar flood defence structures and channel clearance to maintain conveyance to target condition. | Channels |  |  | x | [16 empty] | Flood risk |  | 50% | 50%
FR/19/S209 | Ferryside FRMS | Sir Gaerfyrddin - Carmarthenshire | Carmarthen East and Dinefwr Co Const | Loughor to Taf | Lavernock Point to St Ann's Head |  | Raised defences | [19 empty] | Flood risk
FR/19/S209 | Ferryside FRMS | Sir Gaerfyrddin - Carmarthenshire | Carmarthen East and Dinefwr Co Const | Loughor to Taf | Lavernock Point to St Ann's Head |  | Structures | [11 empty] | x | [7 empty] | Flood risk |  | 30% | 20% | 20% | 30%
FR/19/S209 | Ferryside FRMS | Sir Gaerfyrddin - Carmarthenshire | Carmarthen East and Dinefwr Co Const | Loughor to Taf | Lavernock Point to St Ann's Head |  | Non FRM assets
FR/19/S209 | Ferryside FRMS | Sir Gaerfyrddin - Carmarthenshire | Carmarthen East and Dinefwr Co Const | Loughor to Taf | Lavernock Point to St Ann's Head |  | Operation & operability
FR/19/S209 | Ferryside FRMS | Sir Gaerfyrddin - Carmarthenshire | Carmarthen East and Dinefwr Co Const | Loughor to Taf | Lavernock Point to St Ann's Head |  | MEICA assets
FR/19/S210 | Carmarthen FRMS | Sir Gaerfyrddin - Carmarthenshire | Carmarthen East and Dinefwr Co Const | Loughor to Taf |  | Flood risk asset maintenance to include invasive weed control, grass/vegetation control along raised banks and the channel, shoal management, maintenance of flood barriers, maintenance of flap valves and similar flood defence structures to maintain conveyance to target condition. | Channels |  |  | x
FR/19/S210 | Carmarthen FRMS | Sir Gaerfyrddin - Carmarthenshire | Carmarthen East and Dinefwr Co Const | Loughor to Taf |  |  | Raised defences | [5 empty] | x | [13 empty] | Flood risk |  | 30% | 30% | 20% | 20%
FR/19/S210 | Carmarthen FRMS | Sir Gaerfyrddin - Carmarthenshire | Carmarthen East and Dinefwr Co Const | Loughor to Taf |  |  | Structures | [11 empty] | x | [7 empty] | Flood risk | H&S/legal/statutory | 30% | 30% | 20% | 20%
FR/19/S210 | Carmarthen FRMS | Sir Gaerfyrddin - Carmarthenshire | Carmarthen East and Dinefwr Co Const | Loughor to Taf |  |  | Non FRM assets
FR/19/S210 | Carmarthen FRMS | Sir Gaerfyrddin - Carmarthenshire | Carmarthen East and Dinefwr Co Const | Loughor to Taf |  |  | Operation & operability
FR/19/S210 | Carmarthen FRMS | Sir Gaerfyrddin - Carmarthenshire | Carmarthen East and Dinefwr Co Const | Loughor to Taf |  |  | MEICA assets
FR/19/S211 | Tywi estuary FRMS | Sir Gaerfyrddin - Carmarthenshire | Carmarthen West and South Pembrokeshire Co Const | Loughor to Taf | Lavernock Point to St Ann's Head | We have no planned maintenance for this system in this current year | Channels
FR/19/S211 | Tywi estuary FRMS | Sir Gaerfyrddin - Carmarthenshire | Carmarthen West and South Pembrokeshire Co Const | Loughor to Taf | Lavernock Point to St Ann's Head |  | Raised defences
FR/19/S211 | Tywi estuary FRMS | Sir Gaerfyrddin - Carmarthenshire | Carmarthen West and South Pembrokeshire Co Const | Loughor to Taf | Lavernock Point to St Ann's Head |  | Structures
FR/19/S211 | Tywi estuary FRMS | Sir Gaerfyrddin - Carmarthenshire | Carmarthen West and South Pembrokeshire Co Const | Loughor to Taf | Lavernock Point to St Ann's Head |  | Non FRM assets
FR/19/S211 | Tywi estuary FRMS | Sir Gaerfyrddin - Carmarthenshire | Carmarthen West and South Pembrokeshire Co Const | Loughor to Taf | Lavernock Point to St Ann's Head |  | Operation & operability
FR/19/S211 | Tywi estuary FRMS | Sir Gaerfyrddin - Carmarthenshire | Carmarthen West and South Pembrokeshire Co Const | Loughor to Taf | Lavernock Point to St Ann's Head |  | MEICA assets
FR/19/S212 | Lower Tywi FRMS | Sir Gaerfyrddin - Carmarthenshire | Carmarthen West and South Pembrokeshire Co Const | Loughor to Taf | Lavernock Point to St Ann's Head | We have no planned maintenance for this system in this current year | Channels
FR/19/S212 | Lower Tywi FRMS | Sir Gaerfyrddin - Carmarthenshire | Carmarthen West and South Pembrokeshire Co Const | Loughor to Taf | Lavernock Point to St Ann's Head |  | Raised defences
FR/19/S212 | Lower Tywi FRMS | Sir Gaerfyrddin - Carmarthenshire | Carmarthen West and South Pembrokeshire Co Const | Loughor to Taf | Lavernock Point to St Ann's Head |  | Structures
FR/19/S212 | Lower Tywi FRMS | Sir Gaerfyrddin - Carmarthenshire | Carmarthen West and South Pembrokeshire Co Const | Loughor to Taf | Lavernock Point to St Ann's Head |  | Non FRM assets
FR/19/S212 | Lower Tywi FRMS | Sir Gaerfyrddin - Carmarthenshire | Carmarthen West and South Pembrokeshire Co Const | Loughor to Taf | Lavernock Point to St Ann's Head |  | Operation & operability
FR/19/S212 | Lower Tywi FRMS | Sir Gaerfyrddin - Carmarthenshire | Carmarthen West and South Pembrokeshire Co Const | Loughor to Taf | Lavernock Point to St Ann's Head |  | MEICA assets
FR/19/S213 | Mid Tywi FRMS | Sir Gaerfyrddin - Carmarthenshire | Carmarthen East and Dinefwr Co Const | Loughor to Taf |  | Flood risk asset maintenance to include invasive weed control, shoal management, maintenance of flap valves and similar flood defence structures and channel clearance to maintain conveyance to target condition. | Channels |  |  | x | [16 empty] | Flood risk |  | 50% | 50%
FR/19/S213 | Mid Tywi FRMS | Sir Gaerfyrddin - Carmarthenshire | Carmarthen East and Dinefwr Co Const | Loughor to Taf |  |  | Raised defences | [5 empty] | x | [13 empty] | Flood risk |  | 30% | 30% | 20% | 20%
FR/19/S213 | Mid Tywi FRMS | Sir Gaerfyrddin - Carmarthenshire | Carmarthen East and Dinefwr Co Const | Loughor to Taf |  |  | Structures | [11 empty] | x | [7 empty] | Flood risk | H&S/legal/statutory | 20% | 30% | 20% | 30%
FR/19/S213 | Mid Tywi FRMS | Sir Gaerfyrddin - Carmarthenshire | Carmarthen East and Dinefwr Co Const | Loughor to Taf |  |  | Non FRM assets
FR/19/S213 | Mid Tywi FRMS | Sir Gaerfyrddin - Carmarthenshire | Carmarthen East and Dinefwr Co Const | Loughor to Taf |  |  | Operation & operability
FR/19/S213 | Mid Tywi FRMS | Sir Gaerfyrddin - Carmarthenshire | Carmarthen East and Dinefwr Co Const | Loughor to Taf |  |  | MEICA assets
FR/19/S214 | Upper Tywi FRMS | Sir Gaerfyrddin - Carmarthenshire | Carmarthen East and Dinefwr Co Const | Loughor to Taf |  | We have no planned maintenance for this system in this current year | Channels
FR/19/S214 | Upper Tywi FRMS | Sir Gaerfyrddin - Carmarthenshire | Carmarthen East and Dinefwr Co Const | Loughor to Taf |  |  | Raised defences
FR/19/S214 | Upper Tywi FRMS | Sir Gaerfyrddin - Carmarthenshire | Carmarthen East and Dinefwr Co Const | Loughor to Taf |  |  | Structures
FR/19/S214 | Upper Tywi FRMS | Sir Gaerfyrddin - Carmarthenshire | Carmarthen East and Dinefwr Co Const | Loughor to Taf |  |  | Non FRM assets
FR/19/S214 | Upper Tywi FRMS | Sir Gaerfyrddin - Carmarthenshire | Carmarthen East and Dinefwr Co Const | Loughor to Taf |  |  | Operation & operability
FR/19/S214 | Upper Tywi FRMS | Sir Gaerfyrddin - Carmarthenshire | Carmarthen East and Dinefwr Co Const | Loughor to Taf |  |  | MEICA assets
FR/19/S215 | Llanstephan FRM | Sir Gaerfyrddin - Carmarthenshire | Carmarthen West and South Pembrokeshire Co Const | Loughor to Taf | Lavernock Point to St Ann's Head | Flood risk asset maintenance to include grass/vegetation control along raised banks and the channel, maintenance of flap valves and similar flood defence structures and channel clearance to maintain conveyance to target condition. | Channels |  |  | x | [16 empty] | Flood risk |  | 30% | 20% | 30% | 20%
FR/19/S215 | Llanstephan FRM | Sir Gaerfyrddin - Carmarthenshire | Carmarthen West and South Pembrokeshire Co Const | Loughor to Taf | Lavernock Point to St Ann's Head |  | Raised defences | [5 empty] | x | x | [12 empty] | Flood risk |  | 30% | 20% | 30% | 20%
FR/19/S215 | Llanstephan FRM | Sir Gaerfyrddin - Carmarthenshire | Carmarthen West and South Pembrokeshire Co Const | Loughor to Taf | Lavernock Point to St Ann's Head |  | Structures | [11 empty] | x | [7 empty] | Flood risk | H&S/legal/statutory | 30% | 20% | 30% | 20%
FR/19/S215 | Llanstephan FRM | Sir Gaerfyrddin - Carmarthenshire | Carmarthen West and South Pembrokeshire Co Const | Loughor to Taf | Lavernock Point to St Ann's Head |  | Non FRM assets
FR/19/S215 | Llanstephan FRM | Sir Gaerfyrddin - Carmarthenshire | Carmarthen West and South Pembrokeshire Co Const | Loughor to Taf | Lavernock Point to St Ann's Head |  | Operation & operability
FR/19/S215 | Llanstephan FRM | Sir Gaerfyrddin - Carmarthenshire | Carmarthen West and South Pembrokeshire Co Const | Loughor to Taf | Lavernock Point to St Ann's Head |  | MEICA assets
FR/19/S216 | Fernhill Brook FRM | Sir Gaerfyrddin - Carmarthenshire | Carmarthen West and South Pembrokeshire Co Const | Loughor to Taf | Lavernock Point to St Ann's Head | We have no planned maintenance for this system in this current year | Channels
FR/19/S216 | Fernhill Brook FRM | Sir Gaerfyrddin - Carmarthenshire | Carmarthen West and South Pembrokeshire Co Const | Loughor to Taf | Lavernock Point to St Ann's Head |  | Raised defences
FR/19/S216 | Fernhill Brook FRM | Sir Gaerfyrddin - Carmarthenshire | Carmarthen West and South Pembrokeshire Co Const | Loughor to Taf | Lavernock Point to St Ann's Head |  | Structures
FR/19/S216 | Fernhill Brook FRM | Sir Gaerfyrddin - Carmarthenshire | Carmarthen West and South Pembrokeshire Co Const | Loughor to Taf | Lavernock Point to St Ann's Head |  | Non FRM assets
FR/19/S216 | Fernhill Brook FRM | Sir Gaerfyrddin - Carmarthenshire | Carmarthen West and South Pembrokeshire Co Const | Loughor to Taf | Lavernock Point to St Ann's Head |  | Operation & operability
FR/19/S216 | Fernhill Brook FRM | Sir Gaerfyrddin - Carmarthenshire | Carmarthen West and South Pembrokeshire Co Const | Loughor to Taf | Lavernock Point to St Ann's Head |  | MEICA assets
FR/19/S217 | Pibwr FRMS | Sir Gaerfyrddin - Carmarthenshire | Carmarthen East and Dinefwr Co Const | Loughor to Taf |  | We have no planned maintenance for this system in this current year | Channels
FR/19/S217 | Pibwr FRMS | Sir Gaerfyrddin - Carmarthenshire | Carmarthen East and Dinefwr Co Const | Loughor to Taf |  |  | Raised defences
FR/19/S217 | Pibwr FRMS | Sir Gaerfyrddin - Carmarthenshire | Carmarthen East and Dinefwr Co Const | Loughor to Taf |  |  | Structures
FR/19/S217 | Pibwr FRMS | Sir Gaerfyrddin - Carmarthenshire | Carmarthen East and Dinefwr Co Const | Loughor to Taf |  |  | Non FRM assets
FR/19/S217 | Pibwr FRMS | Sir Gaerfyrddin - Carmarthenshire | Carmarthen East and Dinefwr Co Const | Loughor to Taf |  |  | Operation & operability
FR/19/S217 | Pibwr FRMS | Sir Gaerfyrddin - Carmarthenshire | Carmarthen East and Dinefwr Co Const | Loughor to Taf |  |  | MEICA assets
FR/19/S218 | Johnstown FRMS | Sir Gaerfyrddin - Carmarthenshire | Carmarthen West and South Pembrokeshire Co Const | Loughor to Taf |  | Flood risk asset maintenance to include grass/vegetation control along raised banks and the channel, shoal management, maintenance of flood barriers, maintenance of flap valves and similar flood defence structures and channel clearance to maintain conveyance to target condition. | Channels |  |  | x | [16 empty] | Flood risk |  | 30% | 20% | 20% | 30%
FR/19/S218 | Johnstown FRMS | Sir Gaerfyrddin - Carmarthenshire | Carmarthen West and South Pembrokeshire Co Const | Loughor to Taf |  |  | Raised defences | [5 empty] | x | x | [12 empty] | Flood risk |  | 30% | 20% | 20% | 30%
FR/19/S218 | Johnstown FRMS | Sir Gaerfyrddin - Carmarthenshire | Carmarthen West and South Pembrokeshire Co Const | Loughor to Taf |  |  | Structures | [11 empty] | x | [7 empty] | Flood risk |  | 30% | 20% | 20% | 30%
FR/19/S218 | Johnstown FRMS | Sir Gaerfyrddin - Carmarthenshire | Carmarthen West and South Pembrokeshire Co Const | Loughor to Taf |  |  | Non FRM assets
FR/19/S218 | Johnstown FRMS | Sir Gaerfyrddin - Carmarthenshire | Carmarthen West and South Pembrokeshire Co Const | Loughor to Taf |  |  | Operation & operability
FR/19/S218 | Johnstown FRMS | Sir Gaerfyrddin - Carmarthenshire | Carmarthen West and South Pembrokeshire Co Const | Loughor to Taf |  |  | MEICA assets
FR/19/S219 | Gwilli FRMS | Sir Gaerfyrddin - Carmarthenshire | Carmarthen West and South Pembrokeshire Co Const | Loughor to Taf |  | Flood risk asset maintenance to include invasive weed control, weed and silt control by an excavator, grass/vegetation control along raised banks and the channel, shoal management, inspection of trash screens, maintenance of flap valves and similar flood defence structures and channel clearance to maintain conveyance to target condition. | Channels |  | x | x | [16 empty] | Flood risk |  | 30% | 30% | 20% | 20%
FR/19/S219 | Gwilli FRMS | Sir Gaerfyrddin - Carmarthenshire | Carmarthen West and South Pembrokeshire Co Const | Loughor to Taf |  |  | Raised defences | [5 empty] | x | x | [12 empty] | Flood risk |  | 20% | 30% | 30% | 20%
FR/19/S219 | Gwilli FRMS | Sir Gaerfyrddin - Carmarthenshire | Carmarthen West and South Pembrokeshire Co Const | Loughor to Taf |  |  | Structures | [11 empty] | x | [7 empty] | Flood risk |  | 20% | 30% | 30% | 20%
FR/19/S219 | Gwilli FRMS | Sir Gaerfyrddin - Carmarthenshire | Carmarthen West and South Pembrokeshire Co Const | Loughor to Taf |  |  | Non FRM assets
FR/19/S219 | Gwilli FRMS | Sir Gaerfyrddin - Carmarthenshire | Carmarthen West and South Pembrokeshire Co Const | Loughor to Taf |  |  | Operation & operability | [13 empty] | x | [5 empty] | Flood risk | H&S/legal/statutory | 20% | 30% | 30% | 20%
FR/19/S219 | Gwilli FRMS | Sir Gaerfyrddin - Carmarthenshire | Carmarthen West and South Pembrokeshire Co Const | Loughor to Taf |  |  | MEICA assets
FR/19/S220 | Cothi | Sir Gaerfyrddin - Carmarthenshire | Carmarthen East and Dinefwr Co Const | Loughor to Taf |  | We have no planned maintenance for this system in this current year | Channels
FR/19/S220 | Cothi | Sir Gaerfyrddin - Carmarthenshire | Carmarthen East and Dinefwr Co Const | Loughor to Taf |  |  | Raised defences
FR/19/S220 | Cothi | Sir Gaerfyrddin - Carmarthenshire | Carmarthen East and Dinefwr Co Const | Loughor to Taf |  |  | Structures
FR/19/S220 | Cothi | Sir Gaerfyrddin - Carmarthenshire | Carmarthen East and Dinefwr Co Const | Loughor to Taf |  |  | Non FRM assets
FR/19/S220 | Cothi | Sir Gaerfyrddin - Carmarthenshire | Carmarthen East and Dinefwr Co Const | Loughor to Taf |  |  | Operation & operability
FR/19/S220 | Cothi | Sir Gaerfyrddin - Carmarthenshire | Carmarthen East and Dinefwr Co Const | Loughor to Taf |  |  | MEICA assets
FR/19/S221 | Llandeilo FRMS | Sir Gaerfyrddin - Carmarthenshire | Carmarthen East and Dinefwr Co Const | Loughor to Taf |  | Flood risk asset maintenance to include grass/vegetation control along raised banks and the channel, maintenance of flap valves and similar flood defence structures to maintain conveyance to target condition. | Channels |  |  | x | [16 empty] | Flood risk |  |  | 100%
FR/19/S221 | Llandeilo FRMS | Sir Gaerfyrddin - Carmarthenshire | Carmarthen East and Dinefwr Co Const | Loughor to Taf |  |  | Raised defences | [5 empty] | x | [13 empty] | Flood risk |  | 30% | 30% | 20% | 20%
FR/19/S221 | Llandeilo FRMS | Sir Gaerfyrddin - Carmarthenshire | Carmarthen East and Dinefwr Co Const | Loughor to Taf |  |  | Structures | [11 empty] | x | [7 empty] | Flood risk |  | 30% | 30% | 20% | 20%
FR/19/S221 | Llandeilo FRMS | Sir Gaerfyrddin - Carmarthenshire | Carmarthen East and Dinefwr Co Const | Loughor to Taf |  |  | Non FRM assets
FR/19/S221 | Llandeilo FRMS | Sir Gaerfyrddin - Carmarthenshire | Carmarthen East and Dinefwr Co Const | Loughor to Taf |  |  | Operation & operability
FR/19/S221 | Llandeilo FRMS | Sir Gaerfyrddin - Carmarthenshire | Carmarthen East and Dinefwr Co Const | Loughor to Taf |  |  | MEICA assets
FR/19/S222 | Llangadog | Sir Gaerfyrddin - Carmarthenshire | Carmarthen East and Dinefwr Co Const | Loughor to Taf |  | Flood risk asset maintenance to include invasive weed control to maintain conveyance to target condition. | Channels | [19 empty] | Flood risk |  | 40% | 60%
FR/19/S222 | Llangadog | Sir Gaerfyrddin - Carmarthenshire | Carmarthen East and Dinefwr Co Const | Loughor to Taf |  |  | Raised defences | [5 empty] | x | [13 empty] | Flood risk |  | 20% | 30% | 30% | 20%
FR/19/S222 | Llangadog | Sir Gaerfyrddin - Carmarthenshire | Carmarthen East and Dinefwr Co Const | Loughor to Taf |  |  | Structures | [11 empty] | x | [7 empty] | Flood risk | H&S/legal/statutory | 20% | 30% | 30% | 20%
FR/19/S222 | Llangadog | Sir Gaerfyrddin - Carmarthenshire | Carmarthen East and Dinefwr Co Const | Loughor to Taf |  |  | Non FRM assets
FR/19/S222 | Llangadog | Sir Gaerfyrddin - Carmarthenshire | Carmarthen East and Dinefwr Co Const | Loughor to Taf |  |  | Operation & operability
FR/19/S222 | Llangadog | Sir Gaerfyrddin - Carmarthenshire | Carmarthen East and Dinefwr Co Const | Loughor to Taf |  |  | MEICA assets
FR/19/S223 | Llanwrda FRMS | Sir Gaerfyrddin - Carmarthenshire | Carmarthen East and Dinefwr Co Const | Loughor to Taf |  | Flood risk asset maintenance to include invasive weed control, maintenance of flap valves and similar flood defence structures and channel clearance to maintain conveyance to target condition. | Channels |  |  | x | [16 empty] | Flood risk |  | 20% | 30% | 20% | 30%
FR/19/S223 | Llanwrda FRMS | Sir Gaerfyrddin - Carmarthenshire | Carmarthen East and Dinefwr Co Const | Loughor to Taf |  |  | Raised defences | [5 empty] | x | [13 empty] | Flood risk |  | 20% | 30% | 20% | 30%
FR/19/S223 | Llanwrda FRMS | Sir Gaerfyrddin - Carmarthenshire | Carmarthen East and Dinefwr Co Const | Loughor to Taf |  |  | Structures | [11 empty] | x | [7 empty] | Flood risk |  | 20% | 30% | 20% | 30%
FR/19/S223 | Llanwrda FRMS | Sir Gaerfyrddin - Carmarthenshire | Carmarthen East and Dinefwr Co Const | Loughor to Taf |  |  | Non FRM assets
FR/19/S223 | Llanwrda FRMS | Sir Gaerfyrddin - Carmarthenshire | Carmarthen East and Dinefwr Co Const | Loughor to Taf |  |  | Operation & operability
FR/19/S223 | Llanwrda FRMS | Sir Gaerfyrddin - Carmarthenshire | Carmarthen East and Dinefwr Co Const | Loughor to Taf |  |  | MEICA assets
FR/19/S224 | Mynys FRMS | Sir Gaerfyrddin - Carmarthenshire | Carmarthen East and Dinefwr Co Const | Loughor to Taf |  | We have no planned maintenance for this system in this current year | Channels
FR/19/S224 | Mynys FRMS | Sir Gaerfyrddin - Carmarthenshire | Carmarthen East and Dinefwr Co Const | Loughor to Taf |  |  | Raised defences
FR/19/S224 | Mynys FRMS | Sir Gaerfyrddin - Carmarthenshire | Carmarthen East and Dinefwr Co Const | Loughor to Taf |  |  | Structures
FR/19/S224 | Mynys FRMS | Sir Gaerfyrddin - Carmarthenshire | Carmarthen East and Dinefwr Co Const | Loughor to Taf |  |  | Non FRM assets
FR/19/S224 | Mynys FRMS | Sir Gaerfyrddin - Carmarthenshire | Carmarthen East and Dinefwr Co Const | Loughor to Taf |  |  | Operation & operability
FR/19/S224 | Mynys FRMS | Sir Gaerfyrddin - Carmarthenshire | Carmarthen East and Dinefwr Co Const | Loughor to Taf |  |  | MEICA assets
FR/19/S225 | Llandovery FRMS | Sir Gaerfyrddin - Carmarthenshire | Carmarthen East and Dinefwr Co Const | Loughor to Taf |  | Flood risk asset maintenance to include invasive weed control, grass/vegetation control along raised banks and the channel, maintenance of flap valves and similar flood defence structures and channel clearance to maintain conveyance to target condition. | Channels | X |  | X | X | [15 empty] | Flood risk |  | 20% | 40% | 20% | 20%
FR/19/S225 | Llandovery FRMS | Sir Gaerfyrddin - Carmarthenshire | Carmarthen East and Dinefwr Co Const | Loughor to Taf |  |  | Raised defences | [5 empty] | X | X | [12 empty] | Flood risk |  | 20% | 30% | 20% | 30%
FR/19/S225 | Llandovery FRMS | Sir Gaerfyrddin - Carmarthenshire | Carmarthen East and Dinefwr Co Const | Loughor to Taf |  |  | Structures | [11 empty] | X | [7 empty] | Flood risk | H&S/legal/statutory | 30% | 20% | 30% | 20%
FR/19/S225 | Llandovery FRMS | Sir Gaerfyrddin - Carmarthenshire | Carmarthen East and Dinefwr Co Const | Loughor to Taf |  |  | Non FRM assets
FR/19/S225 | Llandovery FRMS | Sir Gaerfyrddin - Carmarthenshire | Carmarthen East and Dinefwr Co Const | Loughor to Taf |  |  | Operation & operability
FR/19/S225 | Llandovery FRMS | Sir Gaerfyrddin - Carmarthenshire | Carmarthen East and Dinefwr Co Const | Loughor to Taf |  |  | MEICA assets
FR/19/S226 | Cynghordy FRMS | Sir Gaerfyrddin - Carmarthenshire | Carmarthen East and Dinefwr Co Const | Loughor to Taf |  |  | Channels
FR/19/S226 | Cynghordy FRMS | Sir Gaerfyrddin - Carmarthenshire | Carmarthen East and Dinefwr Co Const | Loughor to Taf |  |  | Raised defences
FR/19/S226 | Cynghordy FRMS | Sir Gaerfyrddin - Carmarthenshire | Carmarthen East and Dinefwr Co Const | Loughor to Taf |  |  | Structures
FR/19/S226 | Cynghordy FRMS | Sir Gaerfyrddin - Carmarthenshire | Carmarthen East and Dinefwr Co Const | Loughor to Taf |  |  | Non FRM assets
FR/19/S226 | Cynghordy FRMS | Sir Gaerfyrddin - Carmarthenshire | Carmarthen East and Dinefwr Co Const | Loughor to Taf |  |  | Operation & operability
FR/19/S226 | Cynghordy FRMS | Sir Gaerfyrddin - Carmarthenshire | Carmarthen East and Dinefwr Co Const | Loughor to Taf |  |  | MEICA assets
FR/19/S227 | Gwydderig | Sir Gaerfyrddin - Carmarthenshire | Carmarthen East and Dinefwr Co Const | Loughor to Taf |  | Flood risk asset maintenance to include shoal management, maintenance of flap valves and similar flood defence structures and channel clearance to maintain conveyance to target condition. | Channels |  |  | x | [16 empty] | Flood risk |  | 20% | 50% | 10% | 20%
FR/19/S227 | Gwydderig | Sir Gaerfyrddin - Carmarthenshire | Carmarthen East and Dinefwr Co Const | Loughor to Taf |  |  | Raised defences
FR/19/S227 | Gwydderig | Sir Gaerfyrddin - Carmarthenshire | Carmarthen East and Dinefwr Co Const | Loughor to Taf |  |  | Structures | [11 empty] | x | [7 empty] | Flood risk |  | 20% | 20% | 30% | 30%
FR/19/S227 | Gwydderig | Sir Gaerfyrddin - Carmarthenshire | Carmarthen East and Dinefwr Co Const | Loughor to Taf |  |  | Non FRM assets
FR/19/S227 | Gwydderig | Sir Gaerfyrddin - Carmarthenshire | Carmarthen East and Dinefwr Co Const | Loughor to Taf |  |  | Operation & operability
FR/19/S227 | Gwydderig | Sir Gaerfyrddin - Carmarthenshire | Carmarthen East and Dinefwr Co Const | Loughor to Taf |  |  | MEICA assets
FR/19/S228 | Lower Teifi | Sir Gaerfyrddin - Carmarthenshire | Carmarthen East and Dinefwr Co Const | Pembrokeshire and Ceredigion Rivers |  | Flood risk asset maintenance to include invasive weed control, shoal management, to maintain conveyance to target condition. | Channels |  |  | x | [16 empty] | Flood risk |  |  | 100%
FR/19/S228 | Lower Teifi | Sir Gaerfyrddin - Carmarthenshire | Carmarthen East and Dinefwr Co Const | Pembrokeshire and Ceredigion Rivers |  |  | Raised defences | [5 empty] | x | [13 empty] | Flood risk |  | 20% | 30% | 20% | 30%
FR/19/S228 | Lower Teifi | Sir Gaerfyrddin - Carmarthenshire | Carmarthen East and Dinefwr Co Const | Pembrokeshire and Ceredigion Rivers |  |  | Structures
FR/19/S228 | Lower Teifi | Sir Gaerfyrddin - Carmarthenshire | Carmarthen East and Dinefwr Co Const | Pembrokeshire and Ceredigion Rivers |  |  | Non FRM assets
FR/19/S228 | Lower Teifi | Sir Gaerfyrddin - Carmarthenshire | Carmarthen East and Dinefwr Co Const | Pembrokeshire and Ceredigion Rivers |  |  | Operation & operability
FR/19/S228 | Lower Teifi | Sir Gaerfyrddin - Carmarthenshire | Carmarthen East and Dinefwr Co Const | Pembrokeshire and Ceredigion Rivers |  |  | MEICA assets
FR/19/S229 | Llandysul FRMS | Sir Gaerfyrddin - Carmarthenshire | Carmarthen East and Dinefwr Co Const | Pembrokeshire and Ceredigion Rivers |  | We have no planned maintenance for this system in this current year | Channels
FR/19/S229 | Llandysul FRMS | Sir Gaerfyrddin - Carmarthenshire | Carmarthen East and Dinefwr Co Const | Pembrokeshire and Ceredigion Rivers |  |  | Raised defences
FR/19/S229 | Llandysul FRMS | Sir Gaerfyrddin - Carmarthenshire | Carmarthen East and Dinefwr Co Const | Pembrokeshire and Ceredigion Rivers |  |  | Structures
FR/19/S229 | Llandysul FRMS | Sir Gaerfyrddin - Carmarthenshire | Carmarthen East and Dinefwr Co Const | Pembrokeshire and Ceredigion Rivers |  |  | Non FRM assets
FR/19/S229 | Llandysul FRMS | Sir Gaerfyrddin - Carmarthenshire | Carmarthen East and Dinefwr Co Const | Pembrokeshire and Ceredigion Rivers |  |  | Operation & operability
FR/19/S229 | Llandysul FRMS | Sir Gaerfyrddin - Carmarthenshire | Carmarthen East and Dinefwr Co Const | Pembrokeshire and Ceredigion Rivers |  |  | MEICA assets
FR/19/S230 | Llanybydder FRMS | Sir Gaerfyrddin - Carmarthenshire | Carmarthen East and Dinefwr Co Const | Pembrokeshire and Ceredigion Rivers |  | We have no planned maintenance for this system in this current year | Channels
FR/19/S230 | Llanybydder FRMS | Sir Gaerfyrddin - Carmarthenshire | Carmarthen East and Dinefwr Co Const | Pembrokeshire and Ceredigion Rivers |  |  | Raised defences
FR/19/S230 | Llanybydder FRMS | Sir Gaerfyrddin - Carmarthenshire | Carmarthen East and Dinefwr Co Const | Pembrokeshire and Ceredigion Rivers |  |  | Structures
FR/19/S230 | Llanybydder FRMS | Sir Gaerfyrddin - Carmarthenshire | Carmarthen East and Dinefwr Co Const | Pembrokeshire and Ceredigion Rivers |  |  | Non FRM assets
FR/19/S230 | Llanybydder FRMS | Sir Gaerfyrddin - Carmarthenshire | Carmarthen East and Dinefwr Co Const | Pembrokeshire and Ceredigion Rivers |  |  | Operation & operability
FR/19/S230 | Llanybydder FRMS | Sir Gaerfyrddin - Carmarthenshire | Carmarthen East and Dinefwr Co Const | Pembrokeshire and Ceredigion Rivers |  |  | MEICA assets
FR/19/S231 | Lampeter FRMS | Sir Ceredigion - Ceredigion | Ceredigion Co Const | Pembrokeshire and Ceredigion Rivers |  | Flood risk asset maintenance to include invasive weed control, weed and silt control by an excavator, maintenance of flap valves and similar flood defence structures and channel clearance to maintain conveyance to target condition. | Channels |  |  | x | [16 empty] | Flood risk |  | 30% | 30% | 20% | 20%
FR/19/S231 | Lampeter FRMS | Sir Ceredigion - Ceredigion | Ceredigion Co Const | Pembrokeshire and Ceredigion Rivers |  |  | Raised defences | [5 empty] | x | [13 empty] | Flood risk |  | 30% | 30% | 20% | 20%
FR/19/S231 | Lampeter FRMS | Sir Ceredigion - Ceredigion | Ceredigion Co Const | Pembrokeshire and Ceredigion Rivers |  |  | Structures | [11 empty] | x | [7 empty] | Flood risk |  | 20% | 20% | 20% | 20%
FR/19/S231 | Lampeter FRMS | Sir Ceredigion - Ceredigion | Ceredigion Co Const | Pembrokeshire and Ceredigion Rivers |  |  | Non FRM assets
FR/19/S231 | Lampeter FRMS | Sir Ceredigion - Ceredigion | Ceredigion Co Const | Pembrokeshire and Ceredigion Rivers |  |  | Operation & operability
FR/19/S231 | Lampeter FRMS | Sir Ceredigion - Ceredigion | Ceredigion Co Const | Pembrokeshire and Ceredigion Rivers |  |  | MEICA assets
FR/19/S232 | Pontrhydfendigaid FRMS | Sir Ceredigion - Ceredigion | Ceredigion Co Const | Pembrokeshire and Ceredigion Rivers |  | Flood risk asset maintenance to include grass/vegetation control along raised banks and the channel to maintain conveyance to target condition. | Channels
FR/19/S232 | Pontrhydfendigaid FRMS | Sir Ceredigion - Ceredigion | Ceredigion Co Const | Pembrokeshire and Ceredigion Rivers |  |  | Raised defences | [5 empty] | x | [13 empty] | Flood risk |  | 30% | 20% | 20% | 30%
FR/19/S232 | Pontrhydfendigaid FRMS | Sir Ceredigion - Ceredigion | Ceredigion Co Const | Pembrokeshire and Ceredigion Rivers |  |  | Structures
FR/19/S232 | Pontrhydfendigaid FRMS | Sir Ceredigion - Ceredigion | Ceredigion Co Const | Pembrokeshire and Ceredigion Rivers |  |  | Non FRM assets
FR/19/S232 | Pontrhydfendigaid FRMS | Sir Ceredigion - Ceredigion | Ceredigion Co Const | Pembrokeshire and Ceredigion Rivers |  |  | Operation & operability
FR/19/S232 | Pontrhydfendigaid FRMS | Sir Ceredigion - Ceredigion | Ceredigion Co Const | Pembrokeshire and Ceredigion Rivers |  |  | MEICA assets
FR/19/S233 | Cardigan | Sir Benfro - Pembrokeshire | Preseli Pembrokeshire Co Const | Pembrokeshire and Ceredigion Rivers | St Anne's Head to Great Orme's Head | Flood risk asset maintenance to include shoal management, maintenance of flap valves and similar flood defence structures and channel clearance to maintain conveyance to target condition. | Channels |  |  | x | [16 empty] | Flood risk |  | 20% | 40% | 20% | 20%
FR/19/S233 | Cardigan | Sir Benfro - Pembrokeshire | Preseli Pembrokeshire Co Const | Pembrokeshire and Ceredigion Rivers | St Anne's Head to Great Orme's Head |  | Raised defences | [5 empty] | x | [13 empty] | Flood risk |  | 20% | 30% | 20% | 30%
FR/19/S233 | Cardigan | Sir Benfro - Pembrokeshire | Preseli Pembrokeshire Co Const | Pembrokeshire and Ceredigion Rivers | St Anne's Head to Great Orme's Head |  | Structures | [11 empty] | x | [7 empty] | Flood risk | H&S/legal/statutory | 30% | 20% | 20% | 30%
FR/19/S233 | Cardigan | Sir Benfro - Pembrokeshire | Preseli Pembrokeshire Co Const | Pembrokeshire and Ceredigion Rivers | St Anne's Head to Great Orme's Head |  | Non FRM assets
FR/19/S233 | Cardigan | Sir Benfro - Pembrokeshire | Preseli Pembrokeshire Co Const | Pembrokeshire and Ceredigion Rivers | St Anne's Head to Great Orme's Head |  | Operation & operability
FR/19/S233 | Cardigan | Sir Benfro - Pembrokeshire | Preseli Pembrokeshire Co Const | Pembrokeshire and Ceredigion Rivers | St Anne's Head to Great Orme's Head |  | MEICA assets
FR/19/S234 | Teifi- Maesycrugiau FRMS | Sir Ceredigion - Ceredigion | Ceredigion Co Const | Pembrokeshire and Ceredigion Rivers |  | Flood risk asset maintenance to include invasive weed control, grass/vegetation control along raised banks and the channel, shoal management, maintenance of flap valves and similar flood defence structures and channel clearance to maintain conveyance to target condition. | Channels |  |  | x | [16 empty] | Flood risk |  | 20% | 40% | 20% | 10%
FR/19/S234 | Teifi- Maesycrugiau FRMS | Sir Ceredigion - Ceredigion | Ceredigion Co Const | Pembrokeshire and Ceredigion Rivers |  |  | Raised defences | [5 empty] | x | [13 empty] | Flood risk |  | 30% | 30% | 20% | 20%
FR/19/S234 | Teifi- Maesycrugiau FRMS | Sir Ceredigion - Ceredigion | Ceredigion Co Const | Pembrokeshire and Ceredigion Rivers |  |  | Structures | [11 empty] | x | [7 empty] | Flood risk | H&S/legal/statutory | 20% | 20% | 30% | 30%
FR/19/S234 | Teifi- Maesycrugiau FRMS | Sir Ceredigion - Ceredigion | Ceredigion Co Const | Pembrokeshire and Ceredigion Rivers |  |  | Non FRM assets
FR/19/S234 | Teifi- Maesycrugiau FRMS | Sir Ceredigion - Ceredigion | Ceredigion Co Const | Pembrokeshire and Ceredigion Rivers |  |  | Operation & operability
FR/19/S234 | Teifi- Maesycrugiau FRMS | Sir Ceredigion - Ceredigion | Ceredigion Co Const | Pembrokeshire and Ceredigion Rivers |  |  | MEICA assets
FR/19/S235 | Teifi- Alltyblaca FRMS | Sir Ceredigion - Ceredigion | Ceredigion Co Const | Pembrokeshire and Ceredigion Rivers |  | We have no planned maintenance for this system in this current year | Channels
FR/19/S235 | Teifi- Alltyblaca FRMS | Sir Ceredigion - Ceredigion | Ceredigion Co Const | Pembrokeshire and Ceredigion Rivers |  |  | Raised defences
FR/19/S235 | Teifi- Alltyblaca FRMS | Sir Ceredigion - Ceredigion | Ceredigion Co Const | Pembrokeshire and Ceredigion Rivers |  |  | Structures
FR/19/S235 | Teifi- Alltyblaca FRMS | Sir Ceredigion - Ceredigion | Ceredigion Co Const | Pembrokeshire and Ceredigion Rivers |  |  | Non FRM assets
FR/19/S235 | Teifi- Alltyblaca FRMS | Sir Ceredigion - Ceredigion | Ceredigion Co Const | Pembrokeshire and Ceredigion Rivers |  |  | Operation & operability
FR/19/S235 | Teifi- Alltyblaca FRMS | Sir Ceredigion - Ceredigion | Ceredigion Co Const | Pembrokeshire and Ceredigion Rivers |  |  | MEICA assets
FR/19/S236 | Mid Teifi FRMS | Sir Ceredigion - Ceredigion | Ceredigion Co Const | Pembrokeshire and Ceredigion Rivers |  |  | Channels
FR/19/S236 | Mid Teifi FRMS | Sir Ceredigion - Ceredigion | Ceredigion Co Const | Pembrokeshire and Ceredigion Rivers |  |  | Raised defences
FR/19/S236 | Mid Teifi FRMS | Sir Ceredigion - Ceredigion | Ceredigion Co Const | Pembrokeshire and Ceredigion Rivers |  |  | Structures
FR/19/S236 | Mid Teifi FRMS | Sir Ceredigion - Ceredigion | Ceredigion Co Const | Pembrokeshire and Ceredigion Rivers |  |  | Non FRM assets
FR/19/S236 | Mid Teifi FRMS | Sir Ceredigion - Ceredigion | Ceredigion Co Const | Pembrokeshire and Ceredigion Rivers |  |  | Operation & operability
FR/19/S236 | Mid Teifi FRMS | Sir Ceredigion - Ceredigion | Ceredigion Co Const | Pembrokeshire and Ceredigion Rivers |  |  | MEICA assets
FR/19/S237 | Drefach Felindre FRMS | Sir Gaerfyrddin - Carmarthenshire | Carmarthen East and Dinefwr Co Const | Pembrokeshire and Ceredigion Rivers |  | Flood risk asset maintenance to include invasive weed control, grass/vegetation control along raised banks and the channel, shoal management, maintenance of flap valves and similar flood defence structures and channel clearance to maintain conveyance to target condition. | Channels |  |  | x | [16 empty] | Flood risk |  | 20% | 40% | 20% | 20%
FR/19/S237 | Drefach Felindre FRMS | Sir Gaerfyrddin - Carmarthenshire | Carmarthen East and Dinefwr Co Const | Pembrokeshire and Ceredigion Rivers |  |  | Raised defences | [5 empty] | x | [13 empty] | Flood risk |  | 20% | 30% | 20% | 30%
FR/19/S237 | Drefach Felindre FRMS | Sir Gaerfyrddin - Carmarthenshire | Carmarthen East and Dinefwr Co Const | Pembrokeshire and Ceredigion Rivers |  |  | Structures | [11 empty] | x | [7 empty] | Flood risk |  | 20% | 30% | 20% | 30%
FR/19/S237 | Drefach Felindre FRMS | Sir Gaerfyrddin - Carmarthenshire | Carmarthen East and Dinefwr Co Const | Pembrokeshire and Ceredigion Rivers |  |  | Non FRM assets
FR/19/S237 | Drefach Felindre FRMS | Sir Gaerfyrddin - Carmarthenshire | Carmarthen East and Dinefwr Co Const | Pembrokeshire and Ceredigion Rivers |  |  | Operation & operability
FR/19/S237 | Drefach Felindre FRMS | Sir Gaerfyrddin - Carmarthenshire | Carmarthen East and Dinefwr Co Const | Pembrokeshire and Ceredigion Rivers |  |  | MEICA assets
FR/19/S238 | Upper Dulas- Lampeter FRMS | Sir Ceredigion - Ceredigion | Ceredigion Co Const | Pembrokeshire and Ceredigion Rivers |  | We have no planned maintenance for this system in this current year | Channels
FR/19/S238 | Upper Dulas- Lampeter FRMS | Sir Ceredigion - Ceredigion | Ceredigion Co Const | Pembrokeshire and Ceredigion Rivers |  |  | Raised defences
FR/19/S238 | Upper Dulas- Lampeter FRMS | Sir Ceredigion - Ceredigion | Ceredigion Co Const | Pembrokeshire and Ceredigion Rivers |  |  | Structures
FR/19/S238 | Upper Dulas- Lampeter FRMS | Sir Ceredigion - Ceredigion | Ceredigion Co Const | Pembrokeshire and Ceredigion Rivers |  |  | Non FRM assets
FR/19/S238 | Upper Dulas- Lampeter FRMS | Sir Ceredigion - Ceredigion | Ceredigion Co Const | Pembrokeshire and Ceredigion Rivers |  |  | Operation & operability
FR/19/S238 | Upper Dulas- Lampeter FRMS | Sir Ceredigion - Ceredigion | Ceredigion Co Const | Pembrokeshire and Ceredigion Rivers |  |  | MEICA assets
FR/19/S239 | Tregaron | Sir Ceredigion - Ceredigion | Ceredigion Co Const | Pembrokeshire and Ceredigion Rivers |  | We have no planned maintenance for this system in this current year | Channels
FR/19/S239 | Tregaron | Sir Ceredigion - Ceredigion | Ceredigion Co Const | Pembrokeshire and Ceredigion Rivers |  |  | Raised defences
FR/19/S239 | Tregaron | Sir Ceredigion - Ceredigion | Ceredigion Co Const | Pembrokeshire and Ceredigion Rivers |  |  | Structures
FR/19/S239 | Tregaron | Sir Ceredigion - Ceredigion | Ceredigion Co Const | Pembrokeshire and Ceredigion Rivers |  |  | Non FRM assets
FR/19/S239 | Tregaron | Sir Ceredigion - Ceredigion | Ceredigion Co Const | Pembrokeshire and Ceredigion Rivers |  |  | Operation & operability
FR/19/S239 | Tregaron | Sir Ceredigion - Ceredigion | Ceredigion Co Const | Pembrokeshire and Ceredigion Rivers |  |  | MEICA assets
FR/19/S240 | Aberaeron harbour FRMS | Sir Ceredigion - Ceredigion | Ceredigion Co Const | Pembrokeshire and Ceredigion Rivers | St Anne's Head to Great Orme's Head | We have no planned maintenance for this system in this current year | Channels
FR/19/S240 | Aberaeron harbour FRMS | Sir Ceredigion - Ceredigion | Ceredigion Co Const | Pembrokeshire and Ceredigion Rivers | St Anne's Head to Great Orme's Head |  | Raised defences
FR/19/S240 | Aberaeron harbour FRMS | Sir Ceredigion - Ceredigion | Ceredigion Co Const | Pembrokeshire and Ceredigion Rivers | St Anne's Head to Great Orme's Head |  | Structures
FR/19/S240 | Aberaeron harbour FRMS | Sir Ceredigion - Ceredigion | Ceredigion Co Const | Pembrokeshire and Ceredigion Rivers | St Anne's Head to Great Orme's Head |  | Non FRM assets
FR/19/S240 | Aberaeron harbour FRMS | Sir Ceredigion - Ceredigion | Ceredigion Co Const | Pembrokeshire and Ceredigion Rivers | St Anne's Head to Great Orme's Head |  | Operation & operability
FR/19/S240 | Aberaeron harbour FRMS | Sir Ceredigion - Ceredigion | Ceredigion Co Const | Pembrokeshire and Ceredigion Rivers | St Anne's Head to Great Orme's Head |  | MEICA assets
FR/19/S241 | Aeron | Sir Ceredigion - Ceredigion | Ceredigion Co Const | Pembrokeshire and Ceredigion Rivers |  | Flood risk asset maintenance to include invasive weed control, grass/vegetation control along raised banks and the channel, shoal management, maintenance of flap valves and similar flood defence structures and channel clearance to maintain conveyance to target condition. | Channels |  |  | x | [16 empty] | Flood risk |  | 30% | 20% | 30% | 20%
FR/19/S241 | Aeron | Sir Ceredigion - Ceredigion | Ceredigion Co Const | Pembrokeshire and Ceredigion Rivers |  |  | Raised defences | [5 empty] | x | [13 empty] | Flood risk |  | 30% | 20% | 30% | 20%
FR/19/S241 | Aeron | Sir Ceredigion - Ceredigion | Ceredigion Co Const | Pembrokeshire and Ceredigion Rivers |  |  | Structures | [11 empty] | x | [7 empty] | Flood risk | H&S/legal/statutory | 30% | 20% | 30% | 20%
FR/19/S241 | Aeron | Sir Ceredigion - Ceredigion | Ceredigion Co Const | Pembrokeshire and Ceredigion Rivers |  |  | Non FRM assets
FR/19/S241 | Aeron | Sir Ceredigion - Ceredigion | Ceredigion Co Const | Pembrokeshire and Ceredigion Rivers |  |  | Operation & operability
FR/19/S241 | Aeron | Sir Ceredigion - Ceredigion | Ceredigion Co Const | Pembrokeshire and Ceredigion Rivers |  |  | MEICA assets
FR/19/S242 | Aberarth FRMS | Sir Ceredigion - Ceredigion | Ceredigion Co Const | Pembrokeshire and Ceredigion Rivers |  | Flood risk asset maintenance to include shoal management, to maintain conveyance to target condition. | Channels |  |  | x | [16 empty] | Flood risk |  | 30% |  | 30% | 40%
FR/19/S242 | Aberarth FRMS | Sir Ceredigion - Ceredigion | Ceredigion Co Const | Pembrokeshire and Ceredigion Rivers |  |  | Raised defences
FR/19/S242 | Aberarth FRMS | Sir Ceredigion - Ceredigion | Ceredigion Co Const | Pembrokeshire and Ceredigion Rivers |  |  | Structures
FR/19/S242 | Aberarth FRMS | Sir Ceredigion - Ceredigion | Ceredigion Co Const | Pembrokeshire and Ceredigion Rivers |  |  | Non FRM assets
FR/19/S242 | Aberarth FRMS | Sir Ceredigion - Ceredigion | Ceredigion Co Const | Pembrokeshire and Ceredigion Rivers |  |  | Operation & operability
FR/19/S242 | Aberarth FRMS | Sir Ceredigion - Ceredigion | Ceredigion Co Const | Pembrokeshire and Ceredigion Rivers |  |  | MEICA assets
FR/19/S243 | Llanrhystud FRMS | Sir Ceredigion - Ceredigion | Ceredigion Co Const | Pembrokeshire and Ceredigion Rivers |  | Flood risk asset maintenance to include invasive weed controll to maintain conveyance to target condition. | Channels |  |  | x | [16 empty] | Flood risk |  | 20% | 40% | 20% | 20%
FR/19/S243 | Llanrhystud FRMS | Sir Ceredigion - Ceredigion | Ceredigion Co Const | Pembrokeshire and Ceredigion Rivers |  |  | Raised defences | [5 empty] | x | [13 empty] | Flood risk |  | 30% | 20% | 30% | 20%
FR/19/S243 | Llanrhystud FRMS | Sir Ceredigion - Ceredigion | Ceredigion Co Const | Pembrokeshire and Ceredigion Rivers |  |  | Structures
FR/19/S243 | Llanrhystud FRMS | Sir Ceredigion - Ceredigion | Ceredigion Co Const | Pembrokeshire and Ceredigion Rivers |  |  | Non FRM assets
FR/19/S243 | Llanrhystud FRMS | Sir Ceredigion - Ceredigion | Ceredigion Co Const | Pembrokeshire and Ceredigion Rivers |  |  | Operation & operability
FR/19/S243 | Llanrhystud FRMS | Sir Ceredigion - Ceredigion | Ceredigion Co Const | Pembrokeshire and Ceredigion Rivers |  |  | MEICA assets
FR/19/S244 | Llanfarian FRMS | Sir Ceredigion - Ceredigion | Ceredigion Co Const | Pembrokeshire and Ceredigion Rivers | St Anne's Head to Great Orme's Head | Flood risk asset maintenance to include maintenance of flap valves and similar flood defence structures maintain conveyance to target condition. | Channels
FR/19/S244 | Llanfarian FRMS | Sir Ceredigion - Ceredigion | Ceredigion Co Const | Pembrokeshire and Ceredigion Rivers | St Anne's Head to Great Orme's Head |  | Raised defences
FR/19/S244 | Llanfarian FRMS | Sir Ceredigion - Ceredigion | Ceredigion Co Const | Pembrokeshire and Ceredigion Rivers | St Anne's Head to Great Orme's Head |  | Structures | [11 empty] | x | [7 empty] | Flood risk | H&S/legal/statutory | 20% | 30% | 20% | 30%
FR/19/S244 | Llanfarian FRMS | Sir Ceredigion - Ceredigion | Ceredigion Co Const | Pembrokeshire and Ceredigion Rivers | St Anne's Head to Great Orme's Head |  | Non FRM assets
FR/19/S244 | Llanfarian FRMS | Sir Ceredigion - Ceredigion | Ceredigion Co Const | Pembrokeshire and Ceredigion Rivers | St Anne's Head to Great Orme's Head |  | Operation & operability
FR/19/S244 | Llanfarian FRMS | Sir Ceredigion - Ceredigion | Ceredigion Co Const | Pembrokeshire and Ceredigion Rivers | St Anne's Head to Great Orme's Head |  | MEICA assets
FR/19/S245 | Upper Ystwyth FRMS | Sir Ceredigion - Ceredigion | Ceredigion Co Const | Pembrokeshire and Ceredigion Rivers |  | Flood risk asset maintenance to include channel clearance to maintain conveyance to target condition. | Channels |  |  | x | [16 empty] | Flood risk |  | 20% | 30% | 20% | 30%
FR/19/S245 | Upper Ystwyth FRMS | Sir Ceredigion - Ceredigion | Ceredigion Co Const | Pembrokeshire and Ceredigion Rivers |  |  | Raised defences
FR/19/S245 | Upper Ystwyth FRMS | Sir Ceredigion - Ceredigion | Ceredigion Co Const | Pembrokeshire and Ceredigion Rivers |  |  | Structures
FR/19/S245 | Upper Ystwyth FRMS | Sir Ceredigion - Ceredigion | Ceredigion Co Const | Pembrokeshire and Ceredigion Rivers |  |  | Non FRM assets
FR/19/S245 | Upper Ystwyth FRMS | Sir Ceredigion - Ceredigion | Ceredigion Co Const | Pembrokeshire and Ceredigion Rivers |  |  | Operation & operability
FR/19/S245 | Upper Ystwyth FRMS | Sir Ceredigion - Ceredigion | Ceredigion Co Const | Pembrokeshire and Ceredigion Rivers |  |  | MEICA assets
FR/19/S246 | Aberystwyth harbour FRMS | Sir Ceredigion - Ceredigion | Ceredigion Co Const | Pembrokeshire and Ceredigion Rivers | St Anne's Head to Great Orme's Head | We have no planned maintenance for this system in this current year | Channels
FR/19/S246 | Aberystwyth harbour FRMS | Sir Ceredigion - Ceredigion | Ceredigion Co Const | Pembrokeshire and Ceredigion Rivers | St Anne's Head to Great Orme's Head |  | Raised defences
FR/19/S246 | Aberystwyth harbour FRMS | Sir Ceredigion - Ceredigion | Ceredigion Co Const | Pembrokeshire and Ceredigion Rivers | St Anne's Head to Great Orme's Head |  | Structures
FR/19/S246 | Aberystwyth harbour FRMS | Sir Ceredigion - Ceredigion | Ceredigion Co Const | Pembrokeshire and Ceredigion Rivers | St Anne's Head to Great Orme's Head |  | Non FRM assets
FR/19/S246 | Aberystwyth harbour FRMS | Sir Ceredigion - Ceredigion | Ceredigion Co Const | Pembrokeshire and Ceredigion Rivers | St Anne's Head to Great Orme's Head |  | Operation & operability
FR/19/S246 | Aberystwyth harbour FRMS | Sir Ceredigion - Ceredigion | Ceredigion Co Const | Pembrokeshire and Ceredigion Rivers | St Anne's Head to Great Orme's Head |  | MEICA assets
FR/19/S247 | Llanbadarn FRMS | Sir Ceredigion - Ceredigion | Ceredigion Co Const | Pembrokeshire and Ceredigion Rivers |  | Flood risk asset maintenance to include invasive weed control, grass/vegetation control along raised banks and the channel, maintenance of flap valves and similar flood defence structures to maintain conveyance to target condition. | Channels
FR/19/S247 | Llanbadarn FRMS | Sir Ceredigion - Ceredigion | Ceredigion Co Const | Pembrokeshire and Ceredigion Rivers |  |  | Raised defences | [5 empty] | x | [13 empty] | Flood risk |  | 30% | 20% | 20% | 30%
FR/19/S247 | Llanbadarn FRMS | Sir Ceredigion - Ceredigion | Ceredigion Co Const | Pembrokeshire and Ceredigion Rivers |  |  | Structures | [11 empty] | x | [7 empty] | Flood risk | H&S/legal/statutory | 30% | 20% | 20% | 30%
FR/19/S247 | Llanbadarn FRMS | Sir Ceredigion - Ceredigion | Ceredigion Co Const | Pembrokeshire and Ceredigion Rivers |  |  | Non FRM assets
FR/19/S247 | Llanbadarn FRMS | Sir Ceredigion - Ceredigion | Ceredigion Co Const | Pembrokeshire and Ceredigion Rivers |  |  | Operation & operability
FR/19/S247 | Llanbadarn FRMS | Sir Ceredigion - Ceredigion | Ceredigion Co Const | Pembrokeshire and Ceredigion Rivers |  |  | MEICA assets
FR/19/S248 | Upper Rheidol FRMS | Sir Ceredigion - Ceredigion | Ceredigion Co Const | Pembrokeshire and Ceredigion Rivers |  | We have no planned maintenance for this system in this current year | Channels
FR/19/S248 | Upper Rheidol FRMS | Sir Ceredigion - Ceredigion | Ceredigion Co Const | Pembrokeshire and Ceredigion Rivers |  |  | Raised defences
FR/19/S248 | Upper Rheidol FRMS | Sir Ceredigion - Ceredigion | Ceredigion Co Const | Pembrokeshire and Ceredigion Rivers |  |  | Structures
FR/19/S248 | Upper Rheidol FRMS | Sir Ceredigion - Ceredigion | Ceredigion Co Const | Pembrokeshire and Ceredigion Rivers |  |  | Non FRM assets
FR/19/S248 | Upper Rheidol FRMS | Sir Ceredigion - Ceredigion | Ceredigion Co Const | Pembrokeshire and Ceredigion Rivers |  |  | Operation & operability
FR/19/S248 | Upper Rheidol FRMS | Sir Ceredigion - Ceredigion | Ceredigion Co Const | Pembrokeshire and Ceredigion Rivers |  |  | MEICA assets
FR/19/S249 | Clarach Bay FRMS | Sir Ceredigion - Ceredigion | Ceredigion Co Const | Pembrokeshire and Ceredigion Rivers |  | Flood risk asset maintenance to include invasive weed control, grass/vegetation control along raised banks and the channel, shoal management to maintain conveyance to target condition. | Channels |  |  | x | [16 empty] | Flood risk |  | 30% | 20% | 30% | 20%
FR/19/S249 | Clarach Bay FRMS | Sir Ceredigion - Ceredigion | Ceredigion Co Const | Pembrokeshire and Ceredigion Rivers |  |  | Raised defences | [5 empty] | x | [13 empty] | Flood risk |  | 20% | 30% | 20% | 30%
FR/19/S249 | Clarach Bay FRMS | Sir Ceredigion - Ceredigion | Ceredigion Co Const | Pembrokeshire and Ceredigion Rivers |  |  | Structures | [11 empty] | x | [7 empty] | Flood risk
FR/19/S249 | Clarach Bay FRMS | Sir Ceredigion - Ceredigion | Ceredigion Co Const | Pembrokeshire and Ceredigion Rivers |  |  | Non FRM assets
FR/19/S249 | Clarach Bay FRMS | Sir Ceredigion - Ceredigion | Ceredigion Co Const | Pembrokeshire and Ceredigion Rivers |  |  | Operation & operability
FR/19/S249 | Clarach Bay FRMS | Sir Ceredigion - Ceredigion | Ceredigion Co Const | Pembrokeshire and Ceredigion Rivers |  |  | MEICA assets
FR/19/S250 | Upper Clarach FRMS | Sir Ceredigion - Ceredigion | Ceredigion Co Const | Pembrokeshire and Ceredigion Rivers |  | We have no planned maintenance for this system in this current year | Channels
FR/19/S250 | Upper Clarach FRMS | Sir Ceredigion - Ceredigion | Ceredigion Co Const | Pembrokeshire and Ceredigion Rivers |  |  | Raised defences
FR/19/S250 | Upper Clarach FRMS | Sir Ceredigion - Ceredigion | Ceredigion Co Const | Pembrokeshire and Ceredigion Rivers |  |  | Structures
FR/19/S250 | Upper Clarach FRMS | Sir Ceredigion - Ceredigion | Ceredigion Co Const | Pembrokeshire and Ceredigion Rivers |  |  | Non FRM assets
FR/19/S250 | Upper Clarach FRMS | Sir Ceredigion - Ceredigion | Ceredigion Co Const | Pembrokeshire and Ceredigion Rivers |  |  | Operation & operability
FR/19/S250 | Upper Clarach FRMS | Sir Ceredigion - Ceredigion | Ceredigion Co Const | Pembrokeshire and Ceredigion Rivers |  |  | MEICA assets
FR/19/S251 | Pendine/Amroth Coastal | Sir Gaerfyrddin - Carmarthenshire | Carmarthen West and South Pembrokeshire Co Const | Pembrokeshire and Ceredigion Rivers | Lavernock Point to St Ann's Head | We have no planned maintenance for this system in this current year | Channels
FR/19/S251 | Pendine/Amroth Coastal | Sir Gaerfyrddin - Carmarthenshire | Carmarthen West and South Pembrokeshire Co Const | Pembrokeshire and Ceredigion Rivers | Lavernock Point to St Ann's Head |  | Raised defences
FR/19/S251 | Pendine/Amroth Coastal | Sir Gaerfyrddin - Carmarthenshire | Carmarthen West and South Pembrokeshire Co Const | Pembrokeshire and Ceredigion Rivers | Lavernock Point to St Ann's Head |  | Structures
FR/19/S251 | Pendine/Amroth Coastal | Sir Gaerfyrddin - Carmarthenshire | Carmarthen West and South Pembrokeshire Co Const | Pembrokeshire and Ceredigion Rivers | Lavernock Point to St Ann's Head |  | Non FRM assets
FR/19/S251 | Pendine/Amroth Coastal | Sir Gaerfyrddin - Carmarthenshire | Carmarthen West and South Pembrokeshire Co Const | Pembrokeshire and Ceredigion Rivers | Lavernock Point to St Ann's Head |  | Operation & operability
FR/19/S251 | Pendine/Amroth Coastal | Sir Gaerfyrddin - Carmarthenshire | Carmarthen West and South Pembrokeshire Co Const | Pembrokeshire and Ceredigion Rivers | Lavernock Point to St Ann's Head |  | MEICA assets
FR/19/S252 | Amroth/Wisemans Bridge Coastal | Sir Benfro - Pembrokeshire | Carmarthen West and South Pembrokeshire Co Const | Pembrokeshire and Ceredigion Rivers | Lavernock Point to St Ann's Head | We have no planned maintenance for this system in this current year | Channels
FR/19/S252 | Amroth/Wisemans Bridge Coastal | Sir Benfro - Pembrokeshire | Carmarthen West and South Pembrokeshire Co Const | Pembrokeshire and Ceredigion Rivers | Lavernock Point to St Ann's Head |  | Raised defences
FR/19/S252 | Amroth/Wisemans Bridge Coastal | Sir Benfro - Pembrokeshire | Carmarthen West and South Pembrokeshire Co Const | Pembrokeshire and Ceredigion Rivers | Lavernock Point to St Ann's Head |  | Structures
FR/19/S252 | Amroth/Wisemans Bridge Coastal | Sir Benfro - Pembrokeshire | Carmarthen West and South Pembrokeshire Co Const | Pembrokeshire and Ceredigion Rivers | Lavernock Point to St Ann's Head |  | Non FRM assets
FR/19/S252 | Amroth/Wisemans Bridge Coastal | Sir Benfro - Pembrokeshire | Carmarthen West and South Pembrokeshire Co Const | Pembrokeshire and Ceredigion Rivers | Lavernock Point to St Ann's Head |  | Operation & operability
FR/19/S252 | Amroth/Wisemans Bridge Coastal | Sir Benfro - Pembrokeshire | Carmarthen West and South Pembrokeshire Co Const | Pembrokeshire and Ceredigion Rivers | Lavernock Point to St Ann's Head |  | MEICA assets
FR/19/S253 | Wisemans Bridge/Tenby Coastal | Sir Benfro - Pembrokeshire | Carmarthen West and South Pembrokeshire Co Const | Pembrokeshire and Ceredigion Rivers | Lavernock Point to St Ann's Head | We have no planned maintenance for this system in this current year | Channels
FR/19/S253 | Wisemans Bridge/Tenby Coastal | Sir Benfro - Pembrokeshire | Carmarthen West and South Pembrokeshire Co Const | Pembrokeshire and Ceredigion Rivers | Lavernock Point to St Ann's Head |  | Raised defences
FR/19/S253 | Wisemans Bridge/Tenby Coastal | Sir Benfro - Pembrokeshire | Carmarthen West and South Pembrokeshire Co Const | Pembrokeshire and Ceredigion Rivers | Lavernock Point to St Ann's Head |  | Structures
FR/19/S253 | Wisemans Bridge/Tenby Coastal | Sir Benfro - Pembrokeshire | Carmarthen West and South Pembrokeshire Co Const | Pembrokeshire and Ceredigion Rivers | Lavernock Point to St Ann's Head |  | Non FRM assets
FR/19/S253 | Wisemans Bridge/Tenby Coastal | Sir Benfro - Pembrokeshire | Carmarthen West and South Pembrokeshire Co Const | Pembrokeshire and Ceredigion Rivers | Lavernock Point to St Ann's Head |  | Operation & operability
FR/19/S253 | Wisemans Bridge/Tenby Coastal | Sir Benfro - Pembrokeshire | Carmarthen West and South Pembrokeshire Co Const | Pembrokeshire and Ceredigion Rivers | Lavernock Point to St Ann's Head |  | MEICA assets
FR/19/S254 | Tenby / Freshwater East | Sir Benfro - Pembrokeshire | Carmarthen West and South Pembrokeshire Co Const | Pembrokeshire and Ceredigion Rivers | Lavernock Point to St Ann's Head | We have no planned maintenance for this system in this current year | Channels
FR/19/S254 | Tenby / Freshwater East | Sir Benfro - Pembrokeshire | Carmarthen West and South Pembrokeshire Co Const | Pembrokeshire and Ceredigion Rivers | Lavernock Point to St Ann's Head |  | Raised defences
FR/19/S254 | Tenby / Freshwater East | Sir Benfro - Pembrokeshire | Carmarthen West and South Pembrokeshire Co Const | Pembrokeshire and Ceredigion Rivers | Lavernock Point to St Ann's Head |  | Structures
FR/19/S254 | Tenby / Freshwater East | Sir Benfro - Pembrokeshire | Carmarthen West and South Pembrokeshire Co Const | Pembrokeshire and Ceredigion Rivers | Lavernock Point to St Ann's Head |  | Non FRM assets
FR/19/S254 | Tenby / Freshwater East | Sir Benfro - Pembrokeshire | Carmarthen West and South Pembrokeshire Co Const | Pembrokeshire and Ceredigion Rivers | Lavernock Point to St Ann's Head |  | Operation & operability
FR/19/S254 | Tenby / Freshwater East | Sir Benfro - Pembrokeshire | Carmarthen West and South Pembrokeshire Co Const | Pembrokeshire and Ceredigion Rivers | Lavernock Point to St Ann's Head |  | MEICA assets
FR/19/S255 | Freshwater East/CastleMartin | Sir Benfro - Pembrokeshire | Carmarthen West and South Pembrokeshire Co Const | Pembrokeshire and Ceredigion Rivers | Lavernock Point to St Ann's Head | We have no planned maintenance for this system in this current year | Channels
FR/19/S255 | Freshwater East/CastleMartin | Sir Benfro - Pembrokeshire | Carmarthen West and South Pembrokeshire Co Const | Pembrokeshire and Ceredigion Rivers | Lavernock Point to St Ann's Head |  | Raised defences
FR/19/S255 | Freshwater East/CastleMartin | Sir Benfro - Pembrokeshire | Carmarthen West and South Pembrokeshire Co Const | Pembrokeshire and Ceredigion Rivers | Lavernock Point to St Ann's Head |  | Structures
FR/19/S255 | Freshwater East/CastleMartin | Sir Benfro - Pembrokeshire | Carmarthen West and South Pembrokeshire Co Const | Pembrokeshire and Ceredigion Rivers | Lavernock Point to St Ann's Head |  | Non FRM assets
FR/19/S255 | Freshwater East/CastleMartin | Sir Benfro - Pembrokeshire | Carmarthen West and South Pembrokeshire Co Const | Pembrokeshire and Ceredigion Rivers | Lavernock Point to St Ann's Head |  | Operation & operability
FR/19/S255 | Freshwater East/CastleMartin | Sir Benfro - Pembrokeshire | Carmarthen West and South Pembrokeshire Co Const | Pembrokeshire and Ceredigion Rivers | Lavernock Point to St Ann's Head |  | MEICA assets
FR/19/S256 | Milford Haven Waterway Coastal | Sir Benfro - Pembrokeshire | Preseli Pembrokeshire Co Const | Pembrokeshire and Ceredigion Rivers | Lavernock Point to St Ann's Head | We have no planned maintenance for this system in this current year | Channels
FR/19/S256 | Milford Haven Waterway Coastal | Sir Benfro - Pembrokeshire | Preseli Pembrokeshire Co Const | Pembrokeshire and Ceredigion Rivers | Lavernock Point to St Ann's Head |  | Raised defences
FR/19/S256 | Milford Haven Waterway Coastal | Sir Benfro - Pembrokeshire | Preseli Pembrokeshire Co Const | Pembrokeshire and Ceredigion Rivers | Lavernock Point to St Ann's Head |  | Structures
FR/19/S256 | Milford Haven Waterway Coastal | Sir Benfro - Pembrokeshire | Preseli Pembrokeshire Co Const | Pembrokeshire and Ceredigion Rivers | Lavernock Point to St Ann's Head |  | Non FRM assets
FR/19/S256 | Milford Haven Waterway Coastal | Sir Benfro - Pembrokeshire | Preseli Pembrokeshire Co Const | Pembrokeshire and Ceredigion Rivers | Lavernock Point to St Ann's Head |  | Operation & operability
FR/19/S256 | Milford Haven Waterway Coastal | Sir Benfro - Pembrokeshire | Preseli Pembrokeshire Co Const | Pembrokeshire and Ceredigion Rivers | Lavernock Point to St Ann's Head |  | MEICA assets
FR/19/S257 | St Brides Bay Coastal | Sir Benfro - Pembrokeshire | Preseli Pembrokeshire Co Const | Pembrokeshire and Ceredigion Rivers | St Anne's Head to Great Orme's Head | We have no planned maintenance for this system in this current year | Channels
FR/19/S257 | St Brides Bay Coastal | Sir Benfro - Pembrokeshire | Preseli Pembrokeshire Co Const | Pembrokeshire and Ceredigion Rivers | St Anne's Head to Great Orme's Head |  | Raised defences
FR/19/S257 | St Brides Bay Coastal | Sir Benfro - Pembrokeshire | Preseli Pembrokeshire Co Const | Pembrokeshire and Ceredigion Rivers | St Anne's Head to Great Orme's Head |  | Structures
FR/19/S257 | St Brides Bay Coastal | Sir Benfro - Pembrokeshire | Preseli Pembrokeshire Co Const | Pembrokeshire and Ceredigion Rivers | St Anne's Head to Great Orme's Head |  | Non FRM assets
FR/19/S257 | St Brides Bay Coastal | Sir Benfro - Pembrokeshire | Preseli Pembrokeshire Co Const | Pembrokeshire and Ceredigion Rivers | St Anne's Head to Great Orme's Head |  | Operation & operability
FR/19/S257 | St Brides Bay Coastal | Sir Benfro - Pembrokeshire | Preseli Pembrokeshire Co Const | Pembrokeshire and Ceredigion Rivers | St Anne's Head to Great Orme's Head |  | MEICA assets
FR/19/S258 | St Davids/Fishguard Coast | Sir Benfro - Pembrokeshire | Preseli Pembrokeshire Co Const | Pembrokeshire and Ceredigion Rivers | St Anne's Head to Great Orme's Head | We have no planned maintenance for this system in this current year | Channels
FR/19/S258 | St Davids/Fishguard Coast | Sir Benfro - Pembrokeshire | Preseli Pembrokeshire Co Const | Pembrokeshire and Ceredigion Rivers | St Anne's Head to Great Orme's Head |  | Raised defences
FR/19/S258 | St Davids/Fishguard Coast | Sir Benfro - Pembrokeshire | Preseli Pembrokeshire Co Const | Pembrokeshire and Ceredigion Rivers | St Anne's Head to Great Orme's Head |  | Structures
FR/19/S258 | St Davids/Fishguard Coast | Sir Benfro - Pembrokeshire | Preseli Pembrokeshire Co Const | Pembrokeshire and Ceredigion Rivers | St Anne's Head to Great Orme's Head |  | Non FRM assets
FR/19/S258 | St Davids/Fishguard Coast | Sir Benfro - Pembrokeshire | Preseli Pembrokeshire Co Const | Pembrokeshire and Ceredigion Rivers | St Anne's Head to Great Orme's Head |  | Operation & operability
FR/19/S258 | St Davids/Fishguard Coast | Sir Benfro - Pembrokeshire | Preseli Pembrokeshire Co Const | Pembrokeshire and Ceredigion Rivers | St Anne's Head to Great Orme's Head |  | MEICA assets
FR/19/S259 | Fishguard/Cemaes Head Coast | Sir Benfro - Pembrokeshire | Preseli Pembrokeshire Co Const | Pembrokeshire and Ceredigion Rivers | St Anne's Head to Great Orme's Head | We have no planned maintenance for this system in this current year | Channels
FR/19/S259 | Fishguard/Cemaes Head Coast | Sir Benfro - Pembrokeshire | Preseli Pembrokeshire Co Const | Pembrokeshire and Ceredigion Rivers | St Anne's Head to Great Orme's Head |  | Raised defences
FR/19/S259 | Fishguard/Cemaes Head Coast | Sir Benfro - Pembrokeshire | Preseli Pembrokeshire Co Const | Pembrokeshire and Ceredigion Rivers | St Anne's Head to Great Orme's Head |  | Structures
FR/19/S259 | Fishguard/Cemaes Head Coast | Sir Benfro - Pembrokeshire | Preseli Pembrokeshire Co Const | Pembrokeshire and Ceredigion Rivers | St Anne's Head to Great Orme's Head |  | Non FRM assets
FR/19/S259 | Fishguard/Cemaes Head Coast | Sir Benfro - Pembrokeshire | Preseli Pembrokeshire Co Const | Pembrokeshire and Ceredigion Rivers | St Anne's Head to Great Orme's Head |  | Operation & operability
FR/19/S259 | Fishguard/Cemaes Head Coast | Sir Benfro - Pembrokeshire | Preseli Pembrokeshire Co Const | Pembrokeshire and Ceredigion Rivers | St Anne's Head to Great Orme's Head |  | MEICA assets
FR/19/S260 | Teifi/Aberaeron Coast | Sir Ceredigion - Ceredigion | Ceredigion Co Const | Pembrokeshire and Ceredigion Rivers | St Anne's Head to Great Orme's Head | We have no planned maintenance for this system in this current year | Channels
FR/19/S260 | Teifi/Aberaeron Coast | Sir Ceredigion - Ceredigion | Ceredigion Co Const | Pembrokeshire and Ceredigion Rivers | St Anne's Head to Great Orme's Head |  | Raised defences
FR/19/S260 | Teifi/Aberaeron Coast | Sir Ceredigion - Ceredigion | Ceredigion Co Const | Pembrokeshire and Ceredigion Rivers | St Anne's Head to Great Orme's Head |  | Structures
FR/19/S260 | Teifi/Aberaeron Coast | Sir Ceredigion - Ceredigion | Ceredigion Co Const | Pembrokeshire and Ceredigion Rivers | St Anne's Head to Great Orme's Head |  | Non FRM assets
FR/19/S260 | Teifi/Aberaeron Coast | Sir Ceredigion - Ceredigion | Ceredigion Co Const | Pembrokeshire and Ceredigion Rivers | St Anne's Head to Great Orme's Head |  | Operation & operability
FR/19/S260 | Teifi/Aberaeron Coast | Sir Ceredigion - Ceredigion | Ceredigion Co Const | Pembrokeshire and Ceredigion Rivers | St Anne's Head to Great Orme's Head |  | MEICA assets
FR/19/S261 | Aberaeron/Aberystwyth Coast | Sir Ceredigion - Ceredigion | Ceredigion Co Const | Pembrokeshire and Ceredigion Rivers | St Anne's Head to Great Orme's Head | We have no planned maintenance for this system in this current year | Channels
FR/19/S261 | Aberaeron/Aberystwyth Coast | Sir Ceredigion - Ceredigion | Ceredigion Co Const | Pembrokeshire and Ceredigion Rivers | St Anne's Head to Great Orme's Head |  | Raised defences
FR/19/S261 | Aberaeron/Aberystwyth Coast | Sir Ceredigion - Ceredigion | Ceredigion Co Const | Pembrokeshire and Ceredigion Rivers | St Anne's Head to Great Orme's Head |  | Structures
FR/19/S261 | Aberaeron/Aberystwyth Coast | Sir Ceredigion - Ceredigion | Ceredigion Co Const | Pembrokeshire and Ceredigion Rivers | St Anne's Head to Great Orme's Head |  | Non FRM assets
FR/19/S261 | Aberaeron/Aberystwyth Coast | Sir Ceredigion - Ceredigion | Ceredigion Co Const | Pembrokeshire and Ceredigion Rivers | St Anne's Head to Great Orme's Head |  | Operation & operability
FR/19/S261 | Aberaeron/Aberystwyth Coast | Sir Ceredigion - Ceredigion | Ceredigion Co Const | Pembrokeshire and Ceredigion Rivers | St Anne's Head to Great Orme's Head |  | MEICA assets
FR/19/S300 | Llangynog | Powys - Powys | Montgomeryshire Co Const | Severn |  | This system includes the River Eirth. We intend to carry out mowing through the year. | Channels
FR/19/S300 | Llangynog | Powys - Powys | Montgomeryshire Co Const | Severn |  |  | Raised defences | [6 empty] | X | [12 empty] | Flood risk |  | 50% |  | 50%
FR/19/S300 | Llangynog | Powys - Powys | Montgomeryshire Co Const | Severn |  |  | Structures
FR/19/S300 | Llangynog | Powys - Powys | Montgomeryshire Co Const | Severn |  |  | Non FRM assets
FR/19/S300 | Llangynog | Powys - Powys | Montgomeryshire Co Const | Severn |  |  | Operation & operability
FR/19/S300 | Llangynog | Powys - Powys | Montgomeryshire Co Const | Severn |  |  | MEICA assets
FR/19/S301 | Hirnant | Powys - Powys | Montgomeryshire Co Const | Severn |  | We have no planned maintenance for this system in this current year | Channels
FR/19/S301 | Hirnant | Powys - Powys | Montgomeryshire Co Const | Severn |  |  | Raised defences
FR/19/S301 | Hirnant | Powys - Powys | Montgomeryshire Co Const | Severn |  |  | Structures
FR/19/S301 | Hirnant | Powys - Powys | Montgomeryshire Co Const | Severn |  |  | Non FRM assets
FR/19/S301 | Hirnant | Powys - Powys | Montgomeryshire Co Const | Severn |  |  | Operation & operability
FR/19/S301 | Hirnant | Powys - Powys | Montgomeryshire Co Const | Severn |  |  | MEICA assets
FR/19/S302 | Llanfyllin | Powys - Powys | Montgomeryshire Co Const | Severn |  | This system includes the river Cain. We intend to carry out channel maintenance and de-silting operations. | Channels |  |  | X | [16 empty] | Flood risk |  |  | 100%
FR/19/S302 | Llanfyllin | Powys - Powys | Montgomeryshire Co Const | Severn |  |  | Raised defences
FR/19/S302 | Llanfyllin | Powys - Powys | Montgomeryshire Co Const | Severn |  |  | Structures
FR/19/S302 | Llanfyllin | Powys - Powys | Montgomeryshire Co Const | Severn |  |  | Non FRM assets
FR/19/S302 | Llanfyllin | Powys - Powys | Montgomeryshire Co Const | Severn |  |  | Operation & operability
FR/19/S302 | Llanfyllin | Powys - Powys | Montgomeryshire Co Const | Severn |  |  | MEICA assets
FR/19/S303 | Vyrnwy Reservoir | Powys - Powys | Montgomeryshire Co Const | Severn |  | We have no planned maintenance for this system in this current year | Channels
FR/19/S303 | Vyrnwy Reservoir | Powys - Powys | Montgomeryshire Co Const | Severn |  |  | Raised defences
FR/19/S303 | Vyrnwy Reservoir | Powys - Powys | Montgomeryshire Co Const | Severn |  |  | Structures
FR/19/S303 | Vyrnwy Reservoir | Powys - Powys | Montgomeryshire Co Const | Severn |  |  | Non FRM assets
FR/19/S303 | Vyrnwy Reservoir | Powys - Powys | Montgomeryshire Co Const | Severn |  |  | Operation & operability
FR/19/S303 | Vyrnwy Reservoir | Powys - Powys | Montgomeryshire Co Const | Severn |  |  | MEICA assets
FR/19/S304 | Abermule | Powys - Powys | Montgomeryshire Co Const | Severn |  | This system includes the River Severn on the outskirts of Montgomery. We plan to carry out tree management works this year. | Channels
FR/19/S304 | Abermule | Powys - Powys | Montgomeryshire Co Const | Severn |  |  | Raised defences | [8 empty] | X | [10 empty] | Flood risk |  |  |  |  | 100%
FR/19/S304 | Abermule | Powys - Powys | Montgomeryshire Co Const | Severn |  |  | Structures
FR/19/S304 | Abermule | Powys - Powys | Montgomeryshire Co Const | Severn |  |  | Non FRM assets
FR/19/S304 | Abermule | Powys - Powys | Montgomeryshire Co Const | Severn |  |  | Operation & operability
FR/19/S304 | Abermule | Powys - Powys | Montgomeryshire Co Const | Severn |  |  | MEICA assets
FR/19/S305 | Afon Banwy Non-Main | Powys - Powys | Montgomeryshire Co Const | Severn |  | We have no planned maintenance for this system in this current year | Channels
FR/19/S305 | Afon Banwy Non-Main | Powys - Powys | Montgomeryshire Co Const | Severn |  |  | Raised defences
FR/19/S305 | Afon Banwy Non-Main | Powys - Powys | Montgomeryshire Co Const | Severn |  |  | Structures
FR/19/S305 | Afon Banwy Non-Main | Powys - Powys | Montgomeryshire Co Const | Severn |  |  | Non FRM assets
FR/19/S305 | Afon Banwy Non-Main | Powys - Powys | Montgomeryshire Co Const | Severn |  |  | Operation & operability
FR/19/S305 | Afon Banwy Non-Main | Powys - Powys | Montgomeryshire Co Const | Severn |  |  | MEICA assets
FR/19/S306 | Caersws to Newtown | Powys - Powys | Montgomeryshire Co Const | Severn |  | This system includes the River Severn on the outskirts of Caersws. We intend to carry out herbicidal spraying and mowing through the year. | Channels |  |  | X | [16 empty] | Flood risk | Environment | 50% |  | 50%
FR/19/S306 | Caersws to Newtown | Powys - Powys | Montgomeryshire Co Const | Severn |  |  | Raised defences | [5 empty] | X | X | [12 empty] | Flood risk |  | 50% |  | 50%
FR/19/S306 | Caersws to Newtown | Powys - Powys | Montgomeryshire Co Const | Severn |  |  | Structures
FR/19/S306 | Caersws to Newtown | Powys - Powys | Montgomeryshire Co Const | Severn |  |  | Non FRM assets
FR/19/S306 | Caersws to Newtown | Powys - Powys | Montgomeryshire Co Const | Severn |  |  | Operation & operability
FR/19/S306 | Caersws to Newtown | Powys - Powys | Montgomeryshire Co Const | Severn |  |  | MEICA assets
FR/19/S307 | Clywedog Reservoir | Powys - Powys | Montgomeryshire Co Const | Severn |  | We have no planned maintenance for this system in this current year | Channels
FR/19/S307 | Clywedog Reservoir | Powys - Powys | Montgomeryshire Co Const | Severn |  |  | Raised defences
FR/19/S307 | Clywedog Reservoir | Powys - Powys | Montgomeryshire Co Const | Severn |  |  | Structures
FR/19/S307 | Clywedog Reservoir | Powys - Powys | Montgomeryshire Co Const | Severn |  |  | Non FRM assets
FR/19/S307 | Clywedog Reservoir | Powys - Powys | Montgomeryshire Co Const | Severn |  |  | Operation & operability
FR/19/S307 | Clywedog Reservoir | Powys - Powys | Montgomeryshire Co Const | Severn |  |  | MEICA assets
FR/19/S308 | Confluence Area | Powys - Powys | Montgomeryshire Co Const | Severn |  | This system includes the River Severn on the outskirts of Criggion. We intend to carry out mowing and operational inspections this year. | Channels
FR/19/S308 | Confluence Area | Powys - Powys | Montgomeryshire Co Const | Severn |  |  | Raised defences | [6 empty] | X | [12 empty] | Flood risk |  | 100%
FR/19/S308 | Confluence Area | Powys - Powys | Montgomeryshire Co Const | Severn |  |  | Structures
FR/19/S308 | Confluence Area | Powys - Powys | Montgomeryshire Co Const | Severn |  |  | Non FRM assets
FR/19/S308 | Confluence Area | Powys - Powys | Montgomeryshire Co Const | Severn |  |  | Operation & operability | [13 empty] | X | [5 empty] | Flood risk |  | 20% | 20% | 30% | 30%
FR/19/S308 | Confluence Area | Powys - Powys | Montgomeryshire Co Const | Severn |  |  | MEICA assets
FR/19/S309 | Knighton | Powys - Powys | Brecon and Radnorshire Co Const | Severn |  | This system includes the River Teme. We intend to carry out tree management works this year. | Channels
FR/19/S309 | Knighton | Powys - Powys | Brecon and Radnorshire Co Const | Severn |  |  | Raised defences | [8 empty] | X | [10 empty] | Flood risk |  |  |  | 100%
FR/19/S309 | Knighton | Powys - Powys | Brecon and Radnorshire Co Const | Severn |  |  | Structures
FR/19/S309 | Knighton | Powys - Powys | Brecon and Radnorshire Co Const | Severn |  |  | Non FRM assets
FR/19/S309 | Knighton | Powys - Powys | Brecon and Radnorshire Co Const | Severn |  |  | Operation & operability
FR/19/S309 | Knighton | Powys - Powys | Brecon and Radnorshire Co Const | Severn |  |  | MEICA assets
FR/19/S310 | Leighton | Powys - Powys | Montgomeryshire Co Const | Severn |  | We have no planned maintenance for this system in this current year | Channels
FR/19/S310 | Leighton | Powys - Powys | Montgomeryshire Co Const | Severn |  |  | Raised defences | [6 empty] | X | [12 empty] | Flood risk |  | 50% |  | 50%
FR/19/S310 | Leighton | Powys - Powys | Montgomeryshire Co Const | Severn |  |  | Structures
FR/19/S310 | Leighton | Powys - Powys | Montgomeryshire Co Const | Severn |  |  | Non FRM assets
FR/19/S310 | Leighton | Powys - Powys | Montgomeryshire Co Const | Severn |  |  | Operation & operability
FR/19/S310 | Leighton | Powys - Powys | Montgomeryshire Co Const | Severn |  |  | MEICA assets
FR/19/S311 | Llanfair Waterdine | Powys - Powys | Brecon and Radnorshire Co Const | Severn |  | We have no planned maintenance for this system in this current year | Channels
FR/19/S311 | Llanfair Waterdine | Powys - Powys | Brecon and Radnorshire Co Const | Severn |  |  | Raised defences
FR/19/S311 | Llanfair Waterdine | Powys - Powys | Brecon and Radnorshire Co Const | Severn |  |  | Structures
FR/19/S311 | Llanfair Waterdine | Powys - Powys | Brecon and Radnorshire Co Const | Severn |  |  | Non FRM assets
FR/19/S311 | Llanfair Waterdine | Powys - Powys | Brecon and Radnorshire Co Const | Severn |  |  | Operation & operability
FR/19/S311 | Llanfair Waterdine | Powys - Powys | Brecon and Radnorshire Co Const | Severn |  |  | MEICA assets
FR/19/S312 | Llanidloes to Caersws | Powys - Powys | Montgomeryshire Co Const | Severn |  | We have no planned maintenance for this system in this current year | Channels
FR/19/S312 | Llanidloes to Caersws | Powys - Powys | Montgomeryshire Co Const | Severn |  |  | Raised defences
FR/19/S312 | Llanidloes to Caersws | Powys - Powys | Montgomeryshire Co Const | Severn |  |  | Structures
FR/19/S312 | Llanidloes to Caersws | Powys - Powys | Montgomeryshire Co Const | Severn |  |  | Non FRM assets
FR/19/S312 | Llanidloes to Caersws | Powys - Powys | Montgomeryshire Co Const | Severn |  |  | Operation & operability
FR/19/S312 | Llanidloes to Caersws | Powys - Powys | Montgomeryshire Co Const | Severn |  |  | MEICA assets
FR/19/S313 | Llanidloes | Powys - Powys | Montgomeryshire Co Const | Severn |  | This system includes the River Severn on the outskirts of Llanidloes. We intend to carry out channel maintenance and operational inspections through the year. | Channels | [19 empty] | Flood risk
FR/19/S313 | Llanidloes | Powys - Powys | Montgomeryshire Co Const | Severn |  |  | Raised defences | [19 empty] | Flood risk
FR/19/S313 | Llanidloes | Powys - Powys | Montgomeryshire Co Const | Severn |  |  | Structures
FR/19/S313 | Llanidloes | Powys - Powys | Montgomeryshire Co Const | Severn |  |  | Non FRM assets
FR/19/S313 | Llanidloes | Powys - Powys | Montgomeryshire Co Const | Severn |  |  | Operation & operability | [13 empty] | X | [5 empty] | Flood risk |  | 20% | 20% | 30% | 30%
FR/19/S313 | Llanidloes | Powys - Powys | Montgomeryshire Co Const | Severn |  |  | MEICA assets
FR/19/S314 | Lower Afon Cain | Powys - Powys | Montgomeryshire Co Const | Severn |  | We have no planned maintenance for this system in this current year | Channels
FR/19/S314 | Lower Afon Cain | Powys - Powys | Montgomeryshire Co Const | Severn |  |  | Raised defences
FR/19/S314 | Lower Afon Cain | Powys - Powys | Montgomeryshire Co Const | Severn |  |  | Structures
FR/19/S314 | Lower Afon Cain | Powys - Powys | Montgomeryshire Co Const | Severn |  |  | Non FRM assets
FR/19/S314 | Lower Afon Cain | Powys - Powys | Montgomeryshire Co Const | Severn |  |  | Operation & operability
FR/19/S314 | Lower Afon Cain | Powys - Powys | Montgomeryshire Co Const | Severn |  |  | MEICA assets
FR/19/S315 | Lower River Tanat | Powys - Powys | Montgomeryshire Co Const | Severn |  | We have no planned maintenance for this system in this current year | Channels
FR/19/S315 | Lower River Tanat | Powys - Powys | Montgomeryshire Co Const | Severn |  |  | Raised defences
FR/19/S315 | Lower River Tanat | Powys - Powys | Montgomeryshire Co Const | Severn |  |  | Structures
FR/19/S315 | Lower River Tanat | Powys - Powys | Montgomeryshire Co Const | Severn |  |  | Non FRM assets
FR/19/S315 | Lower River Tanat | Powys - Powys | Montgomeryshire Co Const | Severn |  |  | Operation & operability
FR/19/S315 | Lower River Tanat | Powys - Powys | Montgomeryshire Co Const | Severn |  |  | MEICA assets
FR/19/S316 | Meifod | Powys - Powys | Montgomeryshire Co Const | Severn |  | This system includes the River Vyrnwy. We plan to carry out mowing, spraying and operational inspections this year. | Channels |  |  | X | [16 empty] | Flood risk |  | 50% |  | 50%
FR/19/S316 | Meifod | Powys - Powys | Montgomeryshire Co Const | Severn |  |  | Raised defences | [6 empty] | X | [12 empty] | Flood risk |  | 50% |  | 50%
FR/19/S316 | Meifod | Powys - Powys | Montgomeryshire Co Const | Severn |  |  | Structures
FR/19/S316 | Meifod | Powys - Powys | Montgomeryshire Co Const | Severn |  |  | Non FRM assets
FR/19/S316 | Meifod | Powys - Powys | Montgomeryshire Co Const | Severn |  |  | Operation & operability | [13 empty] | X | [5 empty] | Flood risk |  | 20% | 20% | 30% | 30%
FR/19/S316 | Meifod | Powys - Powys | Montgomeryshire Co Const | Severn |  |  | MEICA assets
FR/19/S317 | Newtown to Abermule Riv7 | Powys - Powys | Montgomeryshire Co Const | Severn |  | This system includes the River Severn on the outskirts of Abermule. We intend to carry out tree management this year. | Channels
FR/19/S317 | Newtown to Abermule Riv7 | Powys - Powys | Montgomeryshire Co Const | Severn |  |  | Raised defences | [8 empty] | X | [10 empty] | Flood risk |  |  |  |  | 100%
FR/19/S317 | Newtown to Abermule Riv7 | Powys - Powys | Montgomeryshire Co Const | Severn |  |  | Structures
FR/19/S317 | Newtown to Abermule Riv7 | Powys - Powys | Montgomeryshire Co Const | Severn |  |  | Non FRM assets
FR/19/S317 | Newtown to Abermule Riv7 | Powys - Powys | Montgomeryshire Co Const | Severn |  |  | Operation & operability
FR/19/S317 | Newtown to Abermule Riv7 | Powys - Powys | Montgomeryshire Co Const | Severn |  |  | MEICA assets
FR/19/S318 | Newtown | Powys - Powys | Montgomeryshire Co Const | Severn |  | This system includes the River Severn on the outskirts of Llanidloes and Newtown. We intend to carry out mowing, spraying, tree management and operational inspections this year. | Channels |  |  | X | [16 empty] | Flood risk | Environment | 50% |  | 50%
FR/19/S318 | Newtown | Powys - Powys | Montgomeryshire Co Const | Severn |  |  | Raised defences | [5 empty] | X | X |  | X | [10 empty] | Flood risk |  | 30% |  | 30% | 40%
FR/19/S318 | Newtown | Powys - Powys | Montgomeryshire Co Const | Severn |  |  | Structures
FR/19/S318 | Newtown | Powys - Powys | Montgomeryshire Co Const | Severn |  |  | Non FRM assets
FR/19/S318 | Newtown | Powys - Powys | Montgomeryshire Co Const | Severn |  |  | Operation & operability | [13 empty] | X | [5 empty] | Flood risk |  | 20% | 20% | 30% | 30%
FR/19/S318 | Newtown | Powys - Powys | Montgomeryshire Co Const | Severn |  |  | MEICA assets
FR/19/S319 | Pontrobert to Meifod | Powys - Powys | Montgomeryshire Co Const | Severn |  | We have no planned maintenance for this system in this current year | Channels
FR/19/S319 | Pontrobert to Meifod | Powys - Powys | Montgomeryshire Co Const | Severn |  |  | Raised defences
FR/19/S319 | Pontrobert to Meifod | Powys - Powys | Montgomeryshire Co Const | Severn |  |  | Structures
FR/19/S319 | Pontrobert to Meifod | Powys - Powys | Montgomeryshire Co Const | Severn |  |  | Non FRM assets
FR/19/S319 | Pontrobert to Meifod | Powys - Powys | Montgomeryshire Co Const | Severn |  |  | Operation & operability
FR/19/S319 | Pontrobert to Meifod | Powys - Powys | Montgomeryshire Co Const | Severn |  |  | MEICA assets
FR/19/S320 | Pontobert | Powys - Powys | Montgomeryshire Co Const | Severn |  | We have no planned maintenance for this system in this current year | Channels | [19 empty] | Flood risk
FR/19/S320 | Pontobert | Powys - Powys | Montgomeryshire Co Const | Severn |  |  | Raised defences
FR/19/S320 | Pontobert | Powys - Powys | Montgomeryshire Co Const | Severn |  |  | Structures
FR/19/S320 | Pontobert | Powys - Powys | Montgomeryshire Co Const | Severn |  |  | Non FRM assets
FR/19/S320 | Pontobert | Powys - Powys | Montgomeryshire Co Const | Severn |  |  | Operation & operability
FR/19/S320 | Pontobert | Powys - Powys | Montgomeryshire Co Const | Severn |  |  | MEICA assets
FR/19/S321 | River Camlad | Powys - Powys | Montgomeryshire Co Const | Severn |  | We have no planned maintenace for this system in this current year | Channels
FR/19/S321 | River Camlad | Powys - Powys | Montgomeryshire Co Const | Severn |  |  | Raised defences
FR/19/S321 | River Camlad | Powys - Powys | Montgomeryshire Co Const | Severn |  |  | Structures
FR/19/S321 | River Camlad | Powys - Powys | Montgomeryshire Co Const | Severn |  |  | Non FRM assets
FR/19/S321 | River Camlad | Powys - Powys | Montgomeryshire Co Const | Severn |  |  | Operation & operability
FR/19/S321 | River Camlad | Powys - Powys | Montgomeryshire Co Const | Severn |  |  | MEICA assets
FR/19/S322 | River Rhiw Non-Main | Powys - Powys | Montgomeryshire Co Const | Severn |  | We have no planned maintenance for this system in this current year | Channels
FR/19/S322 | River Rhiw Non-Main | Powys - Powys | Montgomeryshire Co Const | Severn |  |  | Raised defences | [8 empty] | X | [10 empty] | Flood risk |  |  |  | 100%
FR/19/S322 | River Rhiw Non-Main | Powys - Powys | Montgomeryshire Co Const | Severn |  |  | Structures
FR/19/S322 | River Rhiw Non-Main | Powys - Powys | Montgomeryshire Co Const | Severn |  |  | Non FRM assets
FR/19/S322 | River Rhiw Non-Main | Powys - Powys | Montgomeryshire Co Const | Severn |  |  | Operation & operability
FR/19/S322 | River Rhiw Non-Main | Powys - Powys | Montgomeryshire Co Const | Severn |  |  | MEICA assets
FR/19/S323 | Trefeglwys | Powys - Powys | Montgomeryshire Co Const | Severn |  | This system includes the River Trannon. We intend to carry out mowing operations this year. | Channels
FR/19/S323 | Trefeglwys | Powys - Powys | Montgomeryshire Co Const | Severn |  |  | Raised defences | [6 empty] | X | [12 empty] | Flood risk |  | 100%
FR/19/S323 | Trefeglwys | Powys - Powys | Montgomeryshire Co Const | Severn |  |  | Structures
FR/19/S323 | Trefeglwys | Powys - Powys | Montgomeryshire Co Const | Severn |  |  | Non FRM assets
FR/19/S323 | Trefeglwys | Powys - Powys | Montgomeryshire Co Const | Severn |  |  | Operation & operability
FR/19/S323 | Trefeglwys | Powys - Powys | Montgomeryshire Co Const | Severn |  |  | MEICA assets
FR/19/S324 | Welshpool | Powys - Powys | Montgomeryshire Co Const | Severn |  | This system includes the Bele Brook,Pentre Brook,Hen Afon,Guilsfield Brook,River Vyrnwy, River Severn. We intend to carry out aquatic weed cutting, channel maintenance, mowing and spraying operations. | Channels |  | X | X | [16 empty] | Flood risk | Environment | 20% | 30% | 20% | 30%
FR/19/S324 | Welshpool | Powys - Powys | Montgomeryshire Co Const | Severn |  |  | Raised defences | [5 empty] | X | X | [12 empty] | Flood risk |  | 50% |  | 50%
FR/19/S324 | Welshpool | Powys - Powys | Montgomeryshire Co Const | Severn |  |  | Structures
FR/19/S324 | Welshpool | Powys - Powys | Montgomeryshire Co Const | Severn |  |  | Non FRM assets
FR/19/S324 | Welshpool | Powys - Powys | Montgomeryshire Co Const | Severn |  |  | Operation & operability
FR/19/S324 | Welshpool | Powys - Powys | Montgomeryshire Co Const | Severn |  |  | MEICA assets